## DocumentEtude
Reference | CodeDocument | CodeDocumentlient | TitreDocument | Rev | NBHIngenieur | NBHProjeteur | NBHIngenieur | NBHProjeteur | Etat
AR 19/14 | R1914-RPT-GE-00-001 | 123-C01R-G80-22RA-GA-001 | Design Basis Report | IFA | 62 | 0 | 145 | 0
AR 19/14 | R1914-RPT-GE-00-017 | 123-C01R-G80-22RA-GA-002 | DESCRIPTION OF NEW MARITIME INFLUENT LINE |  | 0 | 0 | 0 | 0
AR 19/14 | R1914-RPT-GE-00-002 | 123-C01R-GB3-22RA-GA-001 | Design Breakdown Plan |  | 11.7 | 0 | 27.3 | 0
AR 19/14 | R1914-RPT-GE-00-003 | 123-C01R-GB3-22RA-GA-002 | Detailed Design Breakdown Plan |  | 11.7 | 0 | 27.3 | 0
AR 19/14 | R1914-RPT-GE-00-004 | 123-C01R-BEDD-22RA-GA-001 | Basic Engineering Design Data (BEDD) |  | 11.7 | 0 | 27.3 | 0
AR 19/14 | R1914-RPT-GE-00-005 | 123-C01R-QMS-22RA-GA-001 | Dsign QMS PLAN |  | 11.7 | 0 | 27.3 | 0
AR 19/14 | R1914-RPT-GE-00-006 | 123-C01R-G01-22RA-GA-001 | Engineering Execution Plan |  | 11.7 | 0 | 27.3 | 0
AR 19/14 | R1914-CLC-ME-00-001 | 123-C01R-G65-22RA-SE-001 | TIE tanks calculation note |  | 7.8 | 0 | 18.2 | 0
AR 19/14 | R1914-SPC-ME-00-001 | 123-C01R-G65-22RA-SE-002 | TIE tanks specification |  | 7.8 | 0 | 18.2 | 0
AR 19/14 | R1914-CLC-CV-00-050 | 123-C01R-CALC-22RA-CA-100 | TIE tanks Foundation calculation note |  | 7.8 | 0 | 18.2 | 0
AR 19/14 | R1914-DWG-ME-00-003 | 123-350-22RA-SE-001 | TIE tanks arrangement |  | 7.8 | 0 | 18.2 | 0
AR 19/14 | R1914-DWG-CV-00-001 |  | TIE-1 Storage Tank foundation plan, sections & details |  | 3.9 | 5.85 | 9.1 | 13.65
AR 19/14 | R1914-DWG-CV-00-002 | 123-350-22RA-SE-003 | TIE-2 Storage Tank foundation plan, sections & details |  | 3.9 | 14.82 | 9.1 | 34.58
AR 19/14 | R1914-SPC-PC-00-001 | 123-C01R-G65-22RA-EA-001 | Cathodic protection specification |  | 6.24 | 5.85 | 14.56 | 13.65
AR 19/14 | R1914-CLC-PC-00-001 | 123-C01R-G65-22RA-EA-002 | Cathodic Protection Calculation for External Tank Bottom |  | 1.56 | 5.85 | 3.64 | 13.65
AR 19/14 | R1914-CLC-PC-00-002 | 123-C01R-G65-22RA-EA-003 | Cathodic Protection Calculation for Tank Internals |  | 2.34 | 5.85 | 5.46 | 13.65
AR 19/14 | R1914-DSH-PC-00-001 | 123-C01R-G65-22RA-EA-004 | DATA SHEET FOR TRANSFORMER RECTIFIER |  | 5.85 | 0 | 13.65 | 0
AR 19/14 | R1914-DWG-PC-00-001 | 123-410-22RA-EE-200 | CATHODIC PROTECTION SYSTEM LAYOUT FOR TANK |  | 4.68 | 10.92 | 10.92 | 25.48
AR 19/14 | R1914-DWG-PC-00-002 | 123-410-22RA-EE-201 | Suspended Anodes Installation Details for Tank Internals |  | 4.68 | 10.14 | 10.92 | 23.66
AR 19/14 | R1914-DWG-PC-00-005 | 123-410-22RA-EE-204 | Anode ribbon & conducteur bar installation layout for tank 401A |  | 1.17 | 2.34 | 2.73 | 5.46
AR 19/14 | R1914-DWG-PC-00-006 | 123-410-22RA-EE-205 | Anode ribbon & conducteur bar installation layout for tank 401B |  | 1.17 | 2.34 | 2.73 | 5.46
AR 19/14 | R1914-DWG-PC-00-007 | 123-410-22RA-EE-206 | Typical installation detail of acces tube for tank 401 & 401B - I |  | 1.17 | 2.34 | 2.73 | 5.46
AR 19/14 | R1914-DWG-PC-00-008 | 123-410-22RA-EE-207 | Typical installation detail of acces tube for tank 401 & 401B - II |  | 1.17 | 2.34 | 2.73 | 5.46
AR 19/14 | R1914-DWG-PC-00-009 | 123-410-22RA-EE-208 | Typical terminal anode junction box and steel support detail for tank 401A et 401B |  | 1.17 | 2.34 | 2.73 | 5.46
AR 19/14 | R1914-DWG-PC-00-010 | 123-410-22RA-EE-209 | Typical terminal test junction box and steel support detail for tank 401A et 401B |  | 1.17 | 2.34 | 2.73 | 5.46
AR 19/14 | R1914-DWG-PC-00-004 | 123-410-22RA-EE-203 | Wiring Schematic for Cathodic Protection System for External Tank Bottom |  | 6.24 | 9.75 | 14.56 | 22.75
AR 19/14 | R1914-SPC-ME-00-002 | 123-C01R-G65-22RA-PE-001 | Specification Centrifugal pumps |  | 21.45 | 0 | 50.05 | 0
AR 19/14 | R1914-SPC-ME-00-003 | 123-C01R-G65-22RA-PE-002 | Specification Subumersibbe Centrifugal pumps |  | 20.28 | 0 | 47.32 | 0
AR 19/14 | R1914-SPC-ME-00-005 | 123-C01R-G65-22RA-PE-005 | Specification penstock valve |  | 15.6 | 0 | 36.4 | 0
AR 19/14 | R1914-SPC-ME-00-006 | 123-C01R-G65-22RA-PE-006 | Specification cranes |  | 15.6 | 0 | 36.4 | 0
AR 19/14 | R1914-SPC-ME-00-007 | 123-C01R-G65-22RA-PE-007 | Specification basket screens |  | 15.6 | 0 | 36.4 | 0
AR 19/14 | R1914-SPC-ME-00-008 | 123-C01R-G65-22RA-PE-008 | Specification mechanical screens |  | 23.4 | 0 | 54.6 | 0
AR 19/14 | R1914-SPC-ME-00-009 | 123-C01R-G65-22RA-PE-009 | Specification manual bar screens |  | 23.4 | 0 | 54.6 | 0
AR 19/14 | R1914-SPC-ME-00-011 | 123-C01R-G65-22RA-PE-011 | Specification grit classifier |  | 15.6 | 0 | 36.4 | 0
AR 19/14 | R1914-SPC-ME-00-012 | 123-C01R-G65-22RA-PE-012 | Specification clarifiers |  | 20.28 | 0 | 47.32 | 0
AR 19/14 | R1914-SPC-ME-00-013 | 123-C01R-G65-22RA-PE-013 | Specification chemical injection skid systems |  | 21.06 | 0 | 49.14 | 0
AR 19/14 | R1914-SPC-ME-00-014 | 123-C01R-G65-22RA-PE-014 | Specification Disc filters |  | 17.55 | 0 | 40.95 | 0
AR 19/14 | R1914-SPC-ME-00-017 | 123-C01R-G65-22RA-PE-017 | Specification filter press |  | 16.77 | 0 | 39.13 | 0
AR 19/14 | R1914-SPC-ME-00-019 | 123-C01R-G65-22RA-PE-019 | Specification air compressor |  | 17.55 | 0 | 40.95 | 0
AR 19/14 | R1914-SPC-ME-00-020 | 123-C01R-G65-22RA-PE-020 | Specification Diesel generator tank |  | 21.84 | 0 | 50.96 | 0
AR 19/14 | R1914-SPC-ME-00-022 | 123-C01R-G65-22RA-PE-022 | Piping specification |  | 18.72 | 0 | 43.68 | 0
AR 19/14 | R1914-SPC-ME-00-023 | 123-C01R-G65-22RA-PE-023 | Pipng class specification |  | 16.77 | 0 | 39.13 | 0
AR 19/14 | R1914-SPC-ME-00-024 | 123-C01R-G65-22RA-PE-024 | Valves specification |  | 16.38 | 0 | 38.22 | 0
AR 19/14 | R1914-SPC-ME-00-025 | 123-C01R-G65-22RA-PE-025 | Corrosion Protection and material selection Report |  | 12.48 | 0 | 29.12 | 0
AR 19/14 | R1914-SPC-ME-00-027 | 123-C01R-G65-22RA-PE-026 | Specification agitator |  | 24.96 | 0 | 58.24 | 0
AR 19/14 | R1914-SPC-ME-00-028 | 123-C01R-G65-22RA-PE-042 | Specification Grit Separator |  | 12.48 | 0 | 29.12 | 0
AR 19/14 | R1914-SPC-ME-00-030 | 123-C01R-G65-22RA-PE-051 | SPECIFICATION FOR PROGRESSIVE CAVITY PUMPS |  | 5.46 | 0 | 12.74 | 0
AR 19/14 | R1914-DSH-ME-00-001 | 123-C01R-G65-22RA-PE-043 | Containers Data sheet |  | 12.48 | 0 | 29.12 | 0
AR 19/14 | R1914-DSH-ME-00-003 | 123-C01R-G65-22RA-PE-045 | Diesel pumps Data sheet |  | 9.75 | 0 | 22.75 | 0
AR 19/14 | R1914-DSH-ME-00-004 | 123-C01R-G65-22RA-PE-046 | sludge conditionning tank Data sheet |  | 9.75 | 0 | 22.75 | 0
AR 19/14 | R1914-DSH-ME-00-005 | 123-C01R-G65-22RA-PE-047 | flame arrestor Data sheet |  | 9.75 | 0 | 22.75 | 0
AR 19/14 | R1914-DSH-ME-00-007 | 123-C01R-G65-22RA-PE-049 | Wash WATER SKID DATA SHEET |  | 9.75 | 0 | 22.75 | 0
AR 19/14 | R1914-DSH-ME-00-008 | 123-C01R-G65-22RA-PE-052 | Potable water Skid DATA SHEET |  | 9.75 | 0 | 22.75 | 0
AR 19/14 | R1914-DSH-ME-00-009 | 123-C01R-G65-22RA-PE-053 | FLEXIBLE CONNECTOR DATA SHEET |  | 0 | 0 | 0 | 0
AR 19/14 | R1914-CLC-PR-00-001 | 123-C01R-G65-22RA-PE-035 | Process calculation note |  | 39 | 0 | 91 | 0
AR 19/14 | R1914-CLC-PR-00-002 | 123-C01R-G65-22RA-PE-036 | Utilities sizing calculation notes |  | 14.04 | 0 | 32.76 | 0
AR 19/14 | R1914-CLC-PR-00-003 | 123-C01R-G65-22RA-PE-037 | Line Sizing Report |  | 10.92 | 0 | 25.48 | 0
AR 19/14 | R1914-CLC-PR-00-004 | 123-C01R-G65-22RA-PE-038 | Hydraulic Design Calculation Repport |  | 54.6 | 0 | 127.4 | 0
AR 19/14 | R1914-LIS-PR-00-001 | 123-C01R-G65-22RA-PE-039 | Process and utilities Line List |  | 15.6 | 0 | 36.4 | 0
AR 19/14 | R1914-LIS-PR-00-002 | 123-C01R-G65-22RA-PE-040 | Process and utilities Equipement list |  | 15.6 | 0 | 36.4 | 0
AR 19/14 | R1914-LIS-PR-00-003 | 123-C01R-G65-22RA-PE-041 | Utility consumption tables |  | 6.24 | 0 | 14.56 | 0
AR 19/14 | R1914-RPT-PR-00-002 | 123-C01R-G65-22RA-PE-060 | PERFORMANCE TEST AND RELIABILITY RUN PROCEDURE |  | 0 | 0 | 0 | 0
AR 19/14 | R1914-DWG-PR-00-003 | 123-350-22RA-PE-003 | PROCESS FLOW DIAGRAM + MATIRIAL BALANCE - LIQUID STREAM I |  | 6.24 | 7.8 | 14.56 | 18.2
AR 19/14 | R1914-DWG-PR-00-004 | 123-350-22RA-PE-004 | PROCESS FLOW DIAGRAM + MATIRIAL BALANCE - LIQUID STREAM II |  | 6.24 | 7.8 | 14.56 | 18.2
AR 19/14 | R1914-DWG-PR-00-005 | 123-350-22RA-PE-005 | PROCESS FLOW DIAGRAM + MATIRIAL BALANCE- SOLIDS STREAM I |  | 6.24 | 7.8 | 14.56 | 18.2
AR 19/14 | R1914-DWG-PR-00-006 | 123-350-22RA-PE-006 | PROCESS FLOW DIAGRAM - + MATIRIAL BALANCE SOLIDS STREAM II |  | 6.24 | 7.8 | 14.56 | 18.2
AR 19/14 | R1914-DWG-PR-00-007 | 123-350-22RA-PE-007 | PROCESS FLOW DIAGRAM - SULFIDE PRECIPITANT STORAGE AND FEED SYSTEM + MATIRIAL BALANCE |  | 6.24 | 7.8 | 14.56 | 18.2
AR 19/14 | R1914-DWG-PR-00-008 | 123-350-22RA-PE-008 | PROCESS FLOW DIAGRAM - POLYMER FEED SYSTEM FOR PRIMARY TREATMENT + MATIRIAL BALANCE |  | 6.24 | 7.8 | 14.56 | 18.2
AR 19/14 | R1914-DWG-PR-00-010 | 123-350-22RA-PE-010 | PROCESS FLOW DIAGRAM - HYDRATED LIME STORAGE AND FEED SYSTEM + MATIRIAL BALANCE |  | 6.24 | 7.8 | 14.56 | 18.2
AR 19/14 | R1914-DWG-PR-00-011 | 123-350-22RA-PE-011 | PROCESS FLOW DIAGRAM - CARBON DIOXIDE STORAGE AND FEED SYSTEM + MATIRIAL BALANCE |  | 6.24 | 7.8 | 14.56 | 18.2
AR 19/14 | R1914-DWG-PR-00-012 | 123-350-22RA-PE-012 | PROCESS FLOW DIAGRAM - ALUM STORAGE AND FEED SYSTEM + MATIRIAL BALANCE |  | 6.24 | 7.8 | 14.56 | 18.2
AR 19/14 | R1914-DWG-PR-00-013 | 123-350-22RA-PE-013 | PROCESS HYDRAULIC GRADE LINE |  | 10.92 | 15.6 | 25.48 | 36.4
AR 19/14 | R1914-DWG-PR-00-014 | 123-350-22RA-PE-014 | Istrumentation LEGEND, SYMBOLS AND ABREVIATION I |  | 5.46 | 4.68 | 12.74 | 10.92
AR 19/14 | R1914-DWG-PR-00-015 | 123-350-22RA-PE-015 | Istrumentation LEGEND, SYMBOLS AND ABREVIATION II |  | 5.46 | 4.68 | 12.74 | 10.92
AR 19/14 | R1914-DWG-PR-00-016 | 123-350-22RA-PE-016 | Istrumentation P&ID - IFLUENT PUMPING |  | 7.02 | 10.92 | 16.38 | 25.48
AR 19/14 | R1914-DWG-PR-00-017 | 123-350-22RA-PE-017 | Istrumentation P&ID - PRELIMINARY TRETMENT SCREEN & DEGRIT |  | 7.02 | 10.92 | 16.38 | 25.48
AR 19/14 | R1914-DWG-PR-00-018 | 123-350-22RA-PE-018 | Istrumentation P&ID - PRELIMINARY TRETMENT EQUALIZATION AND INTERMEDIATE PUMPS |  | 7.02 | 10.92 | 16.38 | 25.48
AR 19/14 | R1914-DWG-PR-00-019 | 123-350-22RA-PE-019 | Istrumentation P&ID - PRIMARY TREATMENT PRIMARY CLARIFIERS 1 ,2,3AND 4 |  | 7.02 | 10.92 | 16.38 | 25.48
AR 19/14 | R1914-DWG-PR-00-021 | 123-350-22RA-PE-020 | Istrumentation P&ID - SECONDARY TREATMENT SECONDARY MIXING TANKS |  | 7.02 | 10.92 | 16.38 | 25.48
AR 19/14 | R1914-DWG-PR-00-022 | 123-350-22RA-PE-021 | Istrumentation P&ID - SECONDARY TREATMENT SECONDARY CLARIFIERS 1 ,2,3 AND 4 |  | 7.02 | 10.92 | 16.38 | 25.48
AR 19/14 | R1914-DWG-PR-00-024 | 123-350-22RA-PE-022 | Istrumentation P&ID - FILTRATION |  | 7.02 | 10.92 | 16.38 | 25.48
AR 19/14 | R1914-DWG-PR-00-025 | 123-350-22RA-PE-023 | Istrumentation P&ID - CHLORINE DISINFECTION |  | 7.02 | 10.92 | 16.38 | 25.48
AR 19/14 | R1914-DWG-PR-00-026 | 123-350-22RA-PE-024 | Istrumentation P&ID - EFFLUENT STORAGE AND PUMPING STATION |  | 7.02 | 10.92 | 16.38 | 25.48
AR 19/14 | R1914-DWG-PR-00-027 | 123-350-22RA-PE-025 | Istrumentation P&ID - DEWATERING SLUDGE TRANSFER STATION |  | 7.02 | 10.92 | 16.38 | 25.48
AR 19/14 | R1914-DWG-PR-00-028 | 123-350-22RA-PE-026 | Istrumentation P&ID - DEWATERING |  | 7.02 | 10.92 | 16.38 | 25.48
AR 19/14 | R1914-DWG-PR-00-029 | 123-350-22RA-PE-027 | Istrumentation P&ID - EMERGENCY STORAGE LAGOON AND DRAINAGE PUMPING STATION |  | 7.02 | 10.92 | 16.38 | 25.48
AR 19/14 | R1914-DWG-PR-00-030 | 123-350-22RA-PE-028 | Piping & Istrumentation Diagram for -Sodium Sulphide Preparation & Dosing SYSTEM |  | 7.02 | 10.92 | 16.38 | 25.48
AR 19/14 | R1914-DWG-PR-00-031 | 123-350-22RA-PE-029 | Piping & Istrumentation Diagram for POLYMER Preparation & Dosing SYSTEM |  | 7.02 | 10.92 | 16.38 | 25.48
AR 19/14 | R1914-DWG-PR-00-033 | 123-350-22RA-PE-031 | Piping & Istrumentation Diagram for - LIME DOSING SYSTEM |  | 7.02 | 10.92 | 16.38 | 25.48
AR 19/14 | R1914-DWG-PR-00-034 | 123-350-22RA-PE-032 | Istrumentation P&ID - LIME FEED SYSTEM II |  | 7.02 | 10.92 | 16.38 | 25.48
AR 19/14 | R1914-DWG-PR-00-035 | 123-350-22RA-PE-033 | Piping & Istrumentation Diagram for - CARBON DIOXIDE ACIDIFICATION SYSTEM I |  | 7.02 | 10.92 | 16.38 | 25.48
AR 19/14 | R1914-DWG-PR-00-036 | 123-350-22RA-PE-034 | Piping & Istrumentation Diagram for - CARBON DIOXIDE ACIDIFICATION SYSTEM II |  | 7.02 | 10.92 | 16.38 | 25.48
AR 19/14 | R1914-DWG-PR-00-037 | 123-350-22RA-PE-035 | Istrumentation P&ID - CARBON DIOXIDE FEED SYSTEM III |  | 7.02 | 10.92 | 16.38 | 25.48
AR 19/14 | R1914-DWG-PR-00-038 | 123-350-22RA-PE-036 | Piping & Istrumentation Diagram for - ALUM Preparation & Dosing SYSTEM |  | 7.02 | 10.92 | 16.38 | 25.48
AR 19/14 | R1914-DWG-PR-00-040 | 123-350-22RA-PE-037 | Utilities P&ID-potable Water |  | 3.9 | 13.65 | 9.1 | 31.85
AR 19/14 | R1914-DWG-PR-00-041 | 123-350-22RA-PE-038 | Utilities P&ID -Diesel SYSTEM |  | 3.9 | 13.65 | 9.1 | 31.85
AR 19/14 | R1914-DWG-PR-00-043 | 123-350-22RA-PE-039 | Utilities P&ID - Air Service |  | 7.8 | 0 | 18.2 | 0
AR 19/14 | R1914-DWG-PR-00-042 | 123-350-22RA-PE-040 | Instrumentation TYPICAL SEQUENCES |  | 3.9 | 7.8 | 9.1 | 18.2
AR 19/14 | R1914-DWG-PR-00-044 | 123-350-22RA-PE-041 | Typical sequences of control panels - Sheet 1 |  | 3.51 | 5.46 | 8.19 | 12.74
AR 19/14 | R1914-DWG-PR-00-045 | 123-350-22RA-PE-042 | Typical sequences of control panels - Sheet 2 |  | 3.51 | 5.46 | 8.19 | 12.74
AR 19/14 | R1914-DWG-PR-00-046 | 123-350-22RA-PE-043 | Typical sequences of control panels - Sheet 3 |  | 3.51 | 5.46 | 8.19 | 12.74
AR 19/14 | R1914-DWG-PR-00-047 | 123-350-22RA-PE-044 | Typical sequences of control panels - Sheet 4 |  | 3.51 | 5.46 | 8.19 | 12.74
AR 19/14 | R1914-DWG-PR-00-048 | 123-350-22RA-PE-045 | Typical sequences of control panels - Sheet 5 |  | 3.51 | 5.46 | 8.19 | 12.74
AR 19/14 | R1914-DWG-PR-00-049 | 123-350-22RA-PE-046 | Typical sequences of control panels - Sheet 6 |  | 3.51 | 5.46 | 8.19 | 12.74
AR 19/14 | R1914-DWG-PR-00-050 | 123-350-22RA-PE-047 | Typical sequences of control panels - Sheet 7 |  | 7.8 | 0 | 18.2 | 0
AR 19/14 | R1914-DWG-PR-00-053 | 123-350-22RA-PE-088 | Utilities PFD-potable Water |  | 0.78 | 1.95 | 1.82 | 4.55
AR 19/14 | R1914-DWG-PR-00-054 | 123-350-22RA-PE-089 | Utilities PFD -Diesel SYSTEM |  | 0.78 | 1.95 | 1.82 | 4.55
AR 19/14 | R1914-DWG-PR-00-055 | 123-350-22RA-PE-090 | Utilities PFD - Air Service |  | 0.78 | 1.95 | 1.82 | 4.55
AR 19/14 | R1914-DWG-PR-00-056 | 123-350-22RA-PE-091 | PFD - SERVICE WASH WATER SKID |  | 0.78 | 1.95 | 1.82 | 4.55
AR 19/14 | R1914-DWG-PR-00-052 | 123-350-22RA-PE-049 | Istrumentation P&ID - SERVICE WASH WATER SKID |  | 1.95 | 3.9 | 4.55 | 9.1
AR 19/14 | R1914-DWG-PR-00-057 | 123-350-22RA-PE-050 | Istrumentation P&ID-Potable Water skid |  | 1.95 | 3.9 | 4.55 | 9.1
AR 19/14 | R1914-DWG-PR-00-059 | 123-350-22RA-PE-051 | NEW MARITIME INFLUENT LINE PROCESS FLOW DIAGRAM |  | 0 | 0 | 0 | 0
AR 19/14 | R1914-DWG-PR-00-060 | 123-350-22RA-PE-052 | NEW MARITIME INFLUENT LINE P&ID |  | 0 | 0 | 0 | 0
AR 19/14 | R1914-DWG-PR-00-058 | 123-350-22RA-PE-092 | PFD-Potable Water skid |  | 1.95 | 3.9 | 4.55 | 9.1
AR 19/14 | R1914-DWG-ME-00-004 | 123-530-22RA-PE-050 | CONTRACT AREA LOCATION PLAN |  | 0.78 | 3.12 | 1.82 | 7.28
AR 19/14 | R1914-DWG-ME-00-005 | 123-530-22RA-PE-051 | GENERAL ARRANGEMENT AND AREA LIMITATIONS |  | 3.9 | 15.6 | 9.1 | 36.4
AR 19/14 | R1914-DWG-ME-00-006 | 123-530-22RA-PE-052 | key plan |  | 1.95 | 3.9 | 4.55 | 9.1
AR 19/14 | R1914-DWG-ME-00-042 | 123-530-22RA-PE-073 | process interconnection -area 01 |  | 1.95 | 3.9 | 4.55 | 9.1
AR 19/14 | R1914-DWG-ME-00-043 | 123-530-22RA-PE-074 | process interconnection -area 02 |  | 1.95 | 3.9 | 4.55 | 9.1
AR 19/14 | R1914-DWG-ME-00-044 | 123-530-22RA-PE-075 | process interconnection -area 03 |  | 1.95 | 3.9 | 4.55 | 9.1
AR 19/14 | R1914-DWG-ME-00-045 | 123-530-22RA-PE-076 | process interconnection -area 04 |  | 1.95 | 3.9 | 4.55 | 9.1
AR 19/14 | R1914-DWG-ME-00-046 | 123-530-22RA-PE-077 | process interconnection -area 05 |  | 1.95 | 3.9 | 4.55 | 9.1
AR 19/14 | R1914-DWG-ME-00-047 | 123-530-22RA-PE-078 | process interconnection -area 06 |  | 1.95 | 3.9 | 4.55 | 9.1
AR 19/14 | R1914-DWG-ME-00-008 | 123-530-22RA-PE-054 | INFLUENT PUMPING - GENERAL ARRANGEMENT SECTIONS AND DETAILS |  | 3.9 | 15.6 | 9.1 | 36.4
AR 19/14 | R1914-DWG-ME-00-049 | 123-530-22RA-PE-080 | PRE-TREATMENT GENERAL ARRANGEMENT |  | 2.34 | 9.75 | 5.46 | 22.75
AR 19/14 | R1914-DWG-ME-00-009 | 123-530-22RA-PE-055 | PRE- TREATMENT SECTIONS AND DETAILS |  | 3.9 | 27.3 | 9.1 | 63.7
AR 19/14 | R1914-DWG-ME-00-010 | 123-530-22RA-PE-056 | PRIMARY CLARIFIERS GENERAL ARRANGEMENT |  | 3.9 | 15.6 | 9.1 | 36.4
AR 19/14 | R1914-DWG-ME-00-011 | 123-530-22RA-PE-057 | SECONDARY CLARIFIERS GENERAL ARRANGEMENT |  | 3.9 | 15.6 | 9.1 | 36.4
AR 19/14 | R1914-DWG-ME-00-012 | 123-530-22RA-PE-058 | SECONDARY CLARIFIERS SECTIONS AND DETAILS |  | 3.9 | 27.3 | 9.1 | 63.7
AR 19/14 | R1914-DWG-ME-00-048 | 123-530-22RA-PE-079 | SECONDARY MIXING TANKS GENERAL ARRANGEMENT SECTIONS AND DETAILS |  | 3.9 | 15.6 | 9.1 | 36.4
AR 19/14 | R1914-DWG-ME-00-013 | 123-530-22RA-PE-059 | TIE STORAGE GENERAL ARRANGEMENT SECTIONS AND DETAILS |  | 3.9 | 35.1 | 9.1 | 81.9
AR 19/14 | R1914-DWG-ME-00-015 | 123-530-22RA-PE-061 | CHEMICAL BUILDING GENERAL ARRANGEMENT |  | 3.9 | 15.6 | 9.1 | 36.4
AR 19/14 | R1914-DWG-ME-00-017 | 123-530-22RA-PE-063 | DISK FILTERS & CHLORINE CONTACT TANKS GENERAL ARRANGEMENT |  | 3.9 | 15.6 | 9.1 | 36.4
AR 19/14 | R1914-DWG-ME-00-018 | 123-530-22RA-PE-064 | TERTIARY TREATMENT SECTIONS AND DETAILS |  | 3.9 | 35.1 | 9.1 | 81.9
AR 19/14 | R1914-DWG-ME-00-019 | 123-530-22RA-PE-065 | TIE PUMPING GENERAL ARRANGEMENT SECTIONS AND DETAILS |  | 3.9 | 15.6 | 9.1 | 36.4
AR 19/14 | R1914-DWG-ME-00-020 | 123-530-22RA-PE-066 | SLUDGE STORAGE AND DEWATERING GENERAL ARRANGEMENT |  | 3.9 | 15.6 | 9.1 | 36.4
AR 19/14 | R1914-DWG-ME-00-021 | 123-530-22RA-PE-067 | SLUDGE MANAGEMENT SECTIONS AND DETAILS |  | 3.9 | 35.1 | 9.1 | 81.9
AR 19/14 | R1914-DWG-ME-00-022 | 123-530-22RA-PE-068 | EQUALIZATION BASIN GENERAL ARRANGEMENT SECTIONS AND DETAILS |  | 3.9 | 31.2 | 9.1 | 72.8
AR 19/14 | R1914-DWG-ME-00-023 | 123-530-22RA-PE-069 | EMERGENCY LAGOON PUMP STATION FILTRATE RETURN PUMP STATION - GENERAL ARRANGEMENT SECTIONS AND DETAILS |  | 3.9 | 35.1 | 9.1 | 81.9
AR 19/14 | R1914-DWG-ME-00-034 | 123-530-22RA-PE-070 | Sanitary water pumping station general arrangement |  | 1.95 | 5.85 | 4.55 | 13.65
AR 19/14 | R1914-DWG-ME-00-039 | 123-530-22RA-PE-071 | Fuel feeding arrangement drawing |  | 1.95 | 7.8 | 4.55 | 18.2
AR 19/14 | R1914-DWG-ME-00-050 | 123-530-22RA-PE-081 | primary sludge pump station/primary scum pump station General arrangement |  | 1.95 | 7.8 | 4.55 | 18.2
AR 19/14 | R1914-DWG-ME-00-051 | 123-530-22RA-PE-082 | primary sludge pump station/primary scum pump station sections and détails |  | 1.95 | 7.8 | 4.55 | 18.2
AR 19/14 | R1914-DWG-ME-00-052 | 123-530-22RA-PE-083 | secondary sludge pump station General arrangement/sections and détails |  | 1.95 | 7.8 | 4.55 | 18.2
AR 19/14 | R1914-DWG-ME-00-054 | 123-530-22RA-PE-085 | piping sections and détails |  | 1.95 | 7.8 | 4.55 | 18.2
AR 19/14 | R1914-DWG-ME-00-070 | 123-530-22RA-PE-087 | NEW MARITIME INFLUENT LINE GENERAL ARRANGEMENT |  | 0 | 0 | 0 | 0
AR 19/14 | R1914-DWG-ME-00-071 | 123-530-22RA-PE-088 | NEW MARITIME INFLUENT LINE PROCESS INTERCONNECTION AREA 01 |  | 0 | 0 | 0 | 0
AR 19/14 | R1914-DWG-ME-00-072 | 123-530-22RA-PE-089 | NEW MARITIME INFLUENT LINE PROCESS INTERCONNECTION AREA 02 |  | 0 | 0 | 0 | 0
AR 19/14 | R1914-DWG-ME-00-073 | 123-530-22RA-PE-090 | NEW MARITIME INFLUENT LINE ISOMETRIC DRAWING |  | 0 | 0 | 0 | 0
AR 19/14 | R1914-DWG-ME-00-055 | 123-530-22RA-PE-086 | AIR COMPRESSOR UNIT PIPING DRAWING |  | 0 | 0 | 0 | 0
AR 19/14 | R1914-DWG-ME-00-040 | 123-530-22RA-PE-072 | PRIMARY CLARIFIERS SECTIONS AND DETAILS |  | 3.9 | 7.8 | 9.1 | 18.2
AR 19/14 | R1914-SPC-ME-00-026 | 123-C01R-G65-22RA-MA-001 | HVAC system Specification |  | 23.4 | 0 | 54.6 | 0
AR 19/14 | R1914-CLC-ME-00-002 | 123-C01R-G65-22RA-MA-002 | HVAC calculation note |  | 25.35 | 0 | 59.15 | 0
AR 19/14 | R1914-CLC-ME-00-003 | 123-C01R-G65-22RA-MA-003 | CHEMICAL BUILDING plumbing calculation note |  | 13.65 | 0 | 31.85 | 0
AR 19/14 | R1914-CLC-ME-00-004 | 123-C01R-G65-22RA-MA-004 | SUBSTATION BUILDING plumbing calculation note |  | 13.65 | 0 | 31.85 | 0
AR 19/14 | R1914-CLC-ME-00-005 | 123-C01R-G65-22RA-MA-005 | PLUMBING CALCULATION NOTES - ANNEXES |  | 3.12 | 0 | 7.28 | 0
AR 19/14 | R1914-CLC-ME-00-006 | 123-C01R-G65-22RA-MA-011 | SEC BUILDING- plumbing calculation note |  | 2.34 | 0 | 5.46 | 0
AR 19/14 | R1914-CLC-ME-00-007 | 123-C01R-G65-22RA-MA-012 | ELECTRICAL BUILDING- plumbing calculation note |  | 2.34 | 0 | 5.46 | 0
AR 19/14 | R1914-CLC-SF-00-006 | 123-C01R-G65-22RA-MA-009 | FIRE FIGHTING REQUIREMENTS CALCULATION |  | 13.65 | 0 | 31.85 | 0
AR 19/14 | R1914-SPC-SF-00-001 | 123-C01R-G65-22RA-MA-010 | FIRE FIGHTING EQUIPMENTS SPECIFICATION |  | 11.7 | 0 | 27.3 | 0
AR 19/14 | R1914-SPC-FG-00-001 | 123-C01R-G65-22RA-MA-006 | FIRE SUPPRESSION SYSTEM SPECIFICATION |  | 7.8 | 0 | 18.2 | 0
AR 19/14 | R1914-DWG-SF-00-002 | 123-750-22RA-ME-004 | Fire water network - P&ID |  | 3.9 | 7.8 | 9.1 | 18.2
AR 19/14 | R1914-DWG-SF-00-003 | 123-750-22RA-ME-005 | Fire fighting system general arrangement |  | 3.9 | 11.7 | 9.1 | 27.3
AR 19/14 | R1914-DWG-SF-00-008 | 123-750-22RA-ME-013 | Fire Fighting chemical building arrangement drawing |  | 1.95 | 7.8 | 4.55 | 18.2
AR 19/14 | R1914-DWG-ME-00-033 | 123-750-22RA-ME-006 | PLUMBING AND HVAC LEGEND |  | 2.34 | 7.8 | 5.46 | 18.2
AR 19/14 | R1914-DWG-ME-00-027 | 123-750-22RA-ME-007 | CHEMICAL BUILDING HVAC SYSTEM LAYOUT I |  | 3.12 | 15.6 | 7.28 | 36.4
AR 19/14 | R1914-DWG-ME-00-035 | 123-750-22RA-ME-014 | CHEMICAL BUILDING HVAC SYSTEM LAYOUT II |  | 2.34 | 3.9 | 5.46 | 9.1
AR 19/14 | R1914-DWG-ME-00-028 | 123-750-22RA-ME-008 | CHEMICAL BUILDING FlOOR PLAN, ROOF PLAN PLUMBING AND SANITARY SYSTEM LAYOUT I |  | 1.56 | 7.8 | 3.64 | 18.2
AR 19/14 | R1914-DWG-ME-00-038 | 123-750-22RA-ME-017 | CHEMICAL BUILDING FlOOR PLAN, ROOF PLAN PLUMBING AND SANITARY SYSTEM LAYOUT II |  | 1.56 | 7.8 | 3.64 | 18.2
AR 19/14 | R1914-DWG-ME-00-029 | 123-750-22RA-ME-009 | ELECTRICAL ROOM HVAC SYSTEM LAYOUT I |  | 3.12 | 27.3 | 7.28 | 63.7
AR 19/14 | R1914-DWG-ME-00-036 | 123-750-22RA-ME-015 | ELECTRICAL ROOM HVAC SYSTEM LAYOUT II |  | 1.95 | 15.6 | 4.55 | 36.4
AR 19/14 | R1914-DWG-ME-00-030 | 123-750-22RA-ME-010 | SUBSTATION BUILDING HVAC SYSTEM LAYOUT I |  | 3.12 | 27.3 | 7.28 | 63.7
AR 19/14 | R1914-DWG-ME-00-037 | 123-750-22RA-ME-016 | SUBSTATION BUILDING HVAC SYSTEM LAYOUT II |  | 2.34 | 15.6 | 5.46 | 36.4
AR 19/14 | R1914-DWG-ME-00-031 | 123-750-22RA-ME-011 | SUBSTATION BUILDING PLUMBING AND SANITARY SYSTEM LAYOUT |  | 3.12 | 27.3 | 7.28 | 63.7
AR 19/14 | R1914-DWG-ME-00-041 | 123-750-22RA-ME-018 | SUBSTATION BUILDING HVAC SYSTEM SECTIONS AND DETAILS |  | 3.51 | 17.55 | 8.19 | 40.95
AR 19/14 | R1914-DWG-ME-00-057 | 123-750-22RA-ME-019 | SEC BUILD HVAC SYS LAYOUT-SECTIONS AND DETAILS |  | 3.9 | 0.78 | 9.1 | 1.82
AR 19/14 | R1914-DWG-ME-00-058 | 123-750-22RA-ME-020 | CHEMICAL BUILDING shematic diagram drawing |  | 3.9 | 0.78 | 9.1 | 1.82
AR 19/14 | R1914-DWG-ME-00-059 | 123-750-22RA-ME-021 | HVAC standard détails |  | 1.95 | 3.9 | 4.55 | 9.1
AR 19/14 | R1914-DWG-ME-00-060 | 123-750-22RA-ME-022 | ELEC ROOM HVAC SYS LAYOUT-SECTIONS AND DETAILS |  | 1.95 | 3.9 | 4.55 | 9.1
AR 19/14 | R1914-DWG-ME-00-063 | 123-750-22RA-ME-023 | CHEMICAL BUILDING HVAC SYS LAYOUT-SECTIONS AND DETAILS |  | 1.95 | 3.9 | 4.55 | 9.1
AR 19/14 | R1914-DWG-ME-00-064 | 123-750-22RA-ME-024 | Electrical Building shematic diagram drawing |  | 1.95 | 3.9 | 4.55 | 9.1
AR 19/14 | R1914-DWG-ME-00-065 | 123-750-22RA-ME-025 | Substation Building shematic diagram drawing |  | 1.95 | 3.9 | 4.55 | 9.1
AR 19/14 | R1914-DWG-ME-00-066 | 123-750-22RA-ME-026 | CHEMICAL BUILDING HVAC SYSTEM LAYOUT III -SECTIONS AND DETAILS |  | 1.95 | 3.9 | 4.55 | 9.1
AR 19/14 | R1914-DWG-ME-00-067 | 123-750-22RA-ME-027 | CHEMICAL BUILDING HVAC SYSTEM LAYOUT III |  | 1.95 | 3.9 | 4.55 | 9.1
AR 19/14 | R1914-DWG-ME-00-068 | 123-750-22RA-ME-028 | CHEMICAL BUILDING PLUMBING SANITARY SYSTEM LAYOUT - III |  | 1.95 | 3.9 | 4.55 | 9.1
AR 19/14 | R1914-DWG-ME-00-069 | 123-750-22RA-ME-029 | CHEMICAL BUILDING PLUMBING SANITARY SYSTEM LAYOUT - IV |  | 1.95 | 3.9 | 4.55 | 9.1
AR 19/14 | R1914-DWG-ME-00-032 | 123-750-22RA-ME-012 | Plumbing standard details |  | 2.34 | 3.9 | 5.46 | 9.1
AR 19/14 | R1914-RPT-SF-00-001 | 123-C01R-G65-22RA-AE-001 | FIRE & LIFE SAFETY PLAN REPORT |  | 13.65 | 0 | 31.85 | 0
AR 19/14 | R1914-DWG-CV-00-061 | 123-741-22RA-AE-001 | General notes symbols and abbreviations |  | 0.39 | 3.12 | 0.91 | 7.28
AR 19/14 | R1914-DWG-CV-00-062 | 123-741-22RA-AE-002 | Site Development Plan |  | 0.78 | 6.24 | 1.82 | 14.56
AR 19/14 | R1914-DWG-CV-00-071 | 123-741-22RA-AE-101 | Chemical Building - Ground floor, roof plan & schedules |  | 1.95 | 9.75 | 4.55 | 22.75
AR 19/14 | R1914-DWG-CV-00-072 | 123-741-22RA-AE-102 | Chemical Building - Elevations, sections and details roof plan |  | 1.95 | 7.8 | 4.55 | 18.2
AR 19/14 | R1914-DWG-CV-00-073 | 123-741-22RA-AE-103 | Chemical Building - ABLUTION/TOILET details Elevations |  | 0.78 | 5.85 | 1.82 | 13.65
AR 19/14 | R1914-DWG-CV-00-074 | 123-741-22RA-AE-104 | Chemical Building -Sections and miscellaneous details |  | 3.9 | 15.6 | 9.1 | 36.4
AR 19/14 | R1914-DWG-CV-00-075 | 123-741-22RA-AE-105 | Chemical Building - ceiling drawing Sections and miscellaneous details |  | 7.02 | 17.55 | 16.38 | 40.95
AR 19/14 | R1914-DWG-CV-00-076 | 123-741-22RA-AE-106 | Chemical Building -Doors & Windows details SHEET 1/2 abulution /toilet |  | 0.78 | 5.85 | 1.82 | 13.65
AR 19/14 | R1914-DWG-CV-00-077 | 123-741-22RA-AE-107 | Chemical Building -Doors & Windows details SHEET 2/2 doors & windows details SHEET 1/2 |  | 0.78 | 5.85 | 1.82 | 13.65
AR 19/14 | R1914-DWG-SF-00-004 | 123-741-22RA-AE-108 | Life and safety plan for chemical building |  | 4.68 | 17.55 | 10.92 | 40.95
AR 19/14 | R1914-DWG-CV-00-239 | 123-741-22RA-AE-109 | Chemical Building - ceiling plan |  | 2.34 | 3.9 | 5.46 | 9.1
AR 19/14 | R1914-DWG-CV-00-435 | 123-741-22RA-AE-110 | Chemical Building abulution toilet details sheet 2 |  | 1.95 | 3.9 | 4.55 | 9.1
AR 19/14 | R1914-DWG-CV-00-436 | 123-741-22RA-AE-111 | Chemical Building fourniture layout and schedule |  | 1.95 | 3.9 | 4.55 | 9.1
AR 19/14 | R1914-DWG-CV-00-439 | 123-741-22RA-AE-113 | Weighbridge control cabin layout |  | 0 | 0 | 0 | 0
AR 19/14 | R1914-DWG-CV-00-437 | 123-741-22RA-AE-112 | CHEMICAL BUILDING DOORS & WINDOWS DETAILS SHEET 2/2 |  | 0 | 0 | 0 | 0
AR 19/14 | R1914-DWG-CV-00-090 | 123-741-22RA-AE-301 | Electrical Building - Floor plan, roof plan , ceiling plan elevations, sections and schedules |  | 0.78 | 16.38 | 1.82 | 38.22
AR 19/14 | R1914-DWG-CV-00-091 | 123-741-22RA-AE-302 | Electrical Building -elevations Sections and miscellaneous details |  | 0.78 | 16.38 | 1.82 | 38.22
AR 19/14 | R1914-DWG-CV-00-092 | 123-741-22RA-AE-303 | Electrical Building - Doors & Windows details Sections and miscellaneous details |  | 7.02 | 17.55 | 16.38 | 40.95
AR 19/14 | R1914-DWG-CV-00-240 | 123-741-22RA-AE-304 | Electrical Building - Doors & Windows detail |  | 2.34 | 3.9 | 5.46 | 9.1
AR 19/14 | R1914-DWG-SF-00-005 | 123-741-22RA-AE-305 | Life and safety plan for electrical room |  | 4.68 | 13.65 | 10.92 | 31.85
AR 19/14 | R1914-DWG-CV-00-101 | 123-741-22RA-AE-401 | Sub-station building - Floor plan and schedules |  | 0.78 | 16.38 | 1.82 | 38.22
AR 19/14 | R1914-DWG-CV-00-102 | 123-741-22RA-AE-402 | Sub-station building Elevations |  | 0.78 | 16.38 | 1.82 | 38.22
AR 19/14 | R1914-DWG-CV-00-103 | 123-741-22RA-AE-403 | Sub-station building - Sections and miscellaneous details |  | 7.02 | 11.7 | 16.38 | 27.3
AR 19/14 | R1914-DWG-CV-00-104 | 123-741-22RA-AE-404 | Sub-station building -Doors & Windows details |  | 0.78 | 7.8 | 1.82 | 18.2
AR 19/14 | R1914-DWG-SF-00-006 | 123-741-22RA-AE-405 | Life and safety plan for substation and generator |  | 4.68 | 13.65 | 10.92 | 31.85
AR 19/14 | R1914-DWG-CV-00-215 | 123-741-22RA-AE-406 | Sub-station building - sections and details |  | 0.78 | 1.95 | 1.82 | 4.55
AR 19/14 | R1914-DWG-CV-00-216 | 123-741-22RA-AE-407 | Sub-station building - roof plan |  | 0.78 | 1.95 | 1.82 | 4.55
AR 19/14 | R1914-DWG-CV-00-217 | 123-741-22RA-AE-408 | Sub-station building - ceiling plan |  | 0.78 | 1.95 | 1.82 | 4.55
AR 19/14 | R1914-DWG-CV-00-111 | 123-741-22RA-AE-501 | SEC building - Floor plan, roof plan and schedules |  | 0.78 | 16.38 | 1.82 | 38.22
AR 19/14 | R1914-DWG-CV-00-112 | 123-741-22RA-AE-502 | SEC building -Sections and miscellaneous details |  | 3.9 | 24.18 | 9.1 | 56.42
AR 19/14 | R1914-DWG-CV-00-113 | 123-741-22RA-AE-503 | SEC building - Doors & Windows details |  | 7.02 | 17.55 | 16.38 | 40.95
AR 19/14 | R1914-DWG-CV-00-214 | 123-741-22RA-AE-504 | SEC building -Elevations, sections and details |  | 0 | 3.9 | 0 | 9.1
AR 19/14 | R1914-DWG-SF-00-007 | 123-741-22RA-AE-505 | Life and safety plan for SEC Building |  | 4.68 | 13.65 | 10.92 | 31.85
AR 19/14 | R1914-CLC-CV-00-001 | 123-C01R-CALC-22RA-CA-001 | Sewage network calculation note |  | 13.65 | 0 | 31.85 | 0
AR 19/14 | R1914-CLC-CV-00-002 | 123-C01R-CALC-22RA-CA-002 | Runoff calculation report |  | 11.7 | 0 | 27.3 | 0
AR 19/14 | R1914-CLC-CV-00-033 | 123-C01R-CALC-22RA-CA-033 | FIRE FIGHTING THRUST BLOCK CALCULATION NOTE |  | 7.02 | 0 | 16.38 | 0
AR 19/14 | R1914-DWG-CV-00-003 | 123-000-22RA-CE-001 | General Notes Civil |  | 3.9 | 7.8 | 9.1 | 18.2
AR 19/14 | R1914-DWG-CV-00-004 | 123-000-22RA-CE-002 | General Symbols Civils and Structural |  | 3.9 | 7.8 | 9.1 | 18.2
AR 19/14 | R1914-DWG-CV-00-010 | 123-040-22RA-CE-008 | Grading and surface drainage layout |  | 0.78 | 32.37 | 1.82 | 75.53
AR 19/14 | R1914-DWG-CV-00-011 | 123-040-22RA-CE-009 | Site Grading Profiles |  | 0.78 | 9.75 | 1.82 | 22.75
AR 19/14 | R1914-DWG-CV-00-012 | 123-040-22RA-CE-010 | Pavement Site Plan |  | 0.78 | 10.92 | 1.82 | 25.48
AR 19/14 | R1914-DWG-CV-00-013 | 123-040-22RA-CE-011 | Building Levels |  | 0.78 | 9.75 | 1.82 | 22.75
AR 19/14 | R1914-DWG-CV-00-014 | 123-040-22RA-CE-012 | Fencing Layout |  | 1.95 | 8.97 | 4.55 | 20.93
AR 19/14 | R1914-DWG-CV-00-015 | 123-040-22RA-CE-013 | Fence and Gate Details |  | 1.95 | 7.8 | 4.55 | 18.2
AR 19/14 | R1914-DWG-CV-00-016 | 123-040-22RA-CE-014 | Roads General layout |  | 0.78 | 12.87 | 1.82 | 30.03
AR 19/14 | R1914-DWG-CV-00-017 | 123-040-22RA-CE-015 | Road guardrails and delineator details |  | 0.39 | 1.56 | 0.91 | 3.64
AR 19/14 | R1914-DWG-CV-00-018 | 123-040-22RA-CE-016 | Road longitudinal profiles |  | 3.9 | 7.8 | 9.1 | 18.2
AR 19/14 | R1914-DWG-CV-00-019 | 123-040-22RA-CE-017 | Roads grading plan |  | 3.9 | 7.8 | 9.1 | 18.2
AR 19/14 | R1914-DWG-CV-00-020 | 123-040-22RA-CE-018 | Roads Cross Sections |  | 7.8 | 13.65 | 18.2 | 31.85
AR 19/14 | R1914-DWG-CV-00-021 | 123-040-22RA-CE-019 | Roads Marking and signs layout |  | 1.95 | 7.02 | 4.55 | 16.38
AR 19/14 | R1914-DWG-CV-00-022 | 123-040-22RA-CE-020 | Road signs details SHEET 1/2 |  | 1.95 | 10.53 | 4.55 | 24.57
AR 19/14 | R1914-DWG-CV-00-023 | 123-040-22RA-CE-021 | Road signs details SHEET 2/2 |  | 0.78 | 5.07 | 1.82 | 11.83
AR 19/14 | R1914-DWG-CV-00-024 | 123-040-22RA-CE-022 | Emergency lagoon Plan Section & details |  | 1.95 | 7.8 | 4.55 | 18.2
AR 19/14 | R1914-DWG-CV-00-025 | 123-040-22RA-CE-023 | Equalisation basin Plan sections & details |  | 3.12 | 9.36 | 7.28 | 21.84
AR 19/14 | R1914-DWG-CV-00-440 | 123-040-22RA-CE-070 | NEW MARITIME INFLUENT LINE -PLAN & PROFILE |  | 0 | 0 | 0 | 0
AR 19/14 | R1914-DWG-CV-00-026 | 123-040-22RA-CE-024 | Storm Wter Infiltration Basin sections & details |  | 3.12 | 7.8 | 7.28 | 18.2
AR 19/14 | Site utilities |  |  |  | 0 | 0 | 0 | 0
AR 19/14 | R1914-DWG-CV-00-253 | 123-760-22RA-CE-060 | Potable Water Valve Chamber Sheet 1 Valve Chamber VC 8/9/10 details drawing |  | 0.78 | 5.07 | 1.82 | 11.83
AR 19/14 | R1914-DWG-CV-00-254 | 123-760-22RA-CE-061 | Potable Water Valve Chamber Sheet 2 Valve Chamber VC 11/12/13 details drawing |  | 0.78 | 5.07 | 1.82 | 11.83
AR 19/14 | R1914-DWG-CV-00-255 | 123-760-22RA-CE-062 | Process Interconection Thrust Blocks Details |  | 0.78 | 5.07 | 1.82 | 11.83
AR 19/14 | R1914-DWG-CV-00-051 | 123-741-22RA-CE-051 | Sewage network |  | 7.8 | 20.67 | 18.2 | 48.23
AR 19/14 | R1914-DWG-CV-00-052 | 123-741-22RA-CE-052 | Sewage longitudinal profiles |  | 3.9 | 17.55 | 9.1 | 40.95
AR 19/14 | R1914-DWG-CV-00-053 | 123-741-22RA-CE-053 | Fire water valve chambers details |  | 0.78 | 5.07 | 1.82 | 11.83
AR 19/14 | R1914-DWG-CV-00-054 | 123-741-22RA-CE-054 | Manholes and connections details |  | 3.9 | 7.8 | 9.1 | 18.2
AR 19/14 | R1914-DWG-CV-00-055 | 123-741-22RA-CE-055 | Telecommunication joint box and manholes details |  | 0.78 | 9.75 | 1.82 | 22.75
AR 19/14 | R1914-DWG-CV-00-056 | 123-741-22RA-CE-056 | Electrical Manholes and channels details |  | 0.78 | 9.75 | 1.82 | 22.75
AR 19/14 | R1914-DWG-CV-00-057 | 123-741-22RA-CE-057 | Pipes installation miscellaneous details |  | 0.78 | 5.07 | 1.82 | 11.83
AR 19/14 | R1914-DWG-CV-00-225 | 123-741-22RA-CE-059 | FIRE FIGHTING THRUST BLOCK DETAILS |  | 0.78 | 3.9 | 1.82 | 9.1
AR 19/14 | R1914-CLC-CV-00-003 | 123-C01R-CALC-22RA-CA-003 | Influent PS- Calculation note |  | 17.55 | 0 | 40.95 | 0
AR 19/14 | R1914-CLC-CV-00-005 | 123-C01R-CALC-22RA-CA-005 | Intermediate PS- Calculation note |  | 21.84 | 0 | 50.96 | 0
AR 19/14 | R1914-CLC-CV-00-006 | 123-C01R-CALC-22RA-CA-006 | Diversion Chamber- Calculation note |  | 29.25 | 0 | 68.25 | 0
AR 19/14 | R1914-CLC-CV-00-007 | 123-C01R-CALC-22RA-CA-007 | Screen and Grit Removal- Calculation note |  | 21.45 | 0 | 50.05 | 0
AR 19/14 | R1914-CLC-CV-00-008 | 123-C01R-CALC-22RA-CA-008 | Primary Clarifier- Calculation note |  | 21.06 | 0 | 49.14 | 0
AR 19/14 | R1914-CLC-CV-00-009 | 123-C01R-CALC-22RA-CA-009 | Primary Flow Distribution Chamber- Calculation note |  | 20.67 | 0 | 48.23 | 0
AR 19/14 | R1914-CLC-CV-00-010 | 123-C01R-CALC-22RA-CA-010 | Mixing Tank- Calculation note |  | 23.01 | 0 | 53.69 | 0
AR 19/14 | R1914-CLC-CV-00-011 | 123-C01R-CALC-22RA-CA-011 | Primary Sludge PS- calculation note |  | 22.23 | 0 | 51.87 | 0
AR 19/14 | R1914-CLC-CV-00-012 | 123-C01R-CALC-22RA-CA-012 | Primary Sludge Steel Structure- calculation note |  | 24.18 | 0 | 56.42 | 0
AR 19/14 | R1914-CLC-CV-00-013 | 123-C01R-CALC-22RA-CA-013 | Secondary Sludge PS- calculation note |  | 22.62 | 0 | 52.78 | 0
AR 19/14 | R1914-CLC-CV-00-014 | 123-C01R-CALC-22RA-CA-014 | Secondary Sludge Steel Structure- calculation note |  | 13.65 | 0 | 31.85 | 0
AR 19/14 | R1914-CLC-CV-00-015 | 123-C01R-CALC-22RA-CA-015 | Secondary Clarifier- Calculation note |  | 17.55 | 0 | 40.95 | 0
AR 19/14 | R1914-CLC-CV-00-016 | 123-C01R-CALC-22RA-CA-016 | Secondary Flow Distribution Chamber- Calculation note |  | 21.84 | 0 | 50.96 | 0
AR 19/14 | R1914-CLC-CV-00-017 | 123-C01R-CALC-22RA-CA-017 | Chlorine Contact Tank- Calculation note |  | 17.55 | 0 | 40.95 | 0
AR 19/14 | R1914-CLC-CV-00-018 | 123-C01R-CALC-22RA-CA-018 | Filtrate Return PS- Calculation note |  | 22.62 | 0 | 52.78 | 0
AR 19/14 | R1914-CLC-CV-00-019 | 123-C01R-CALC-22RA-CA-019 | Primary Scum PS- Calculation note |  | 14.82 | 0 | 34.58 | 0
AR 19/14 | R1914-CLC-CV-00-021 | 123-C01R-CALC-22RA-CA-021 | TIE/TIE Steel Structure- Calculation note |  | 13.65 | 0 | 31.85 | 0
AR 19/14 | R1914-CLC-CV-00-022 | 123-C01R-CALC-22RA-CA-022 | Backwash Return PS- Calculation note |  | 17.55 | 0 | 40.95 | 0
AR 19/14 | R1914-CLC-CV-00-023 | 123-C01R-CALC-22RA-CA-023 | Sludge dewatering Steel Structure- Calculation note |  | 27.3 | 0 | 63.7 | 0
AR 19/14 | R1914-CLC-CV-00-024 | 123-C01R-CALC-22RA-CA-024 | Sludge dewatering Tank- Calculation note |  | 13.65 | 0 | 31.85 | 0
AR 19/14 | R1914-CLC-CV-00-025 | 123-C01R-CALC-22RA-CA-025 | Concrete Pad for Storage and Feed Facility Tank- Calculation note |  | 5.85 | 0 | 13.65 | 0
AR 19/14 | R1914-CLC-CV-00-026 | 123-C01R-CALC-22RA-CA-026 | Chemical building - Calculation note |  | 27.3 | 0 | 63.7 | 0
AR 19/14 | R1914-CLC-CV-00-028 | 123-C01R-CALC-22RA-CA-028 | Substation building - Calculation note |  | 21.84 | 0 | 50.96 | 0
AR 19/14 | R1914-CLC-CV-00-029 | 123-C01R-CALC-22RA-CA-029 | Electrical building - Calculation note |  | 22.23 | 0 | 51.87 | 0
AR 19/14 | R1914-CLC-CV-00-030 | 123-C01R-CALC-22RA-CA-030 | SEC Building- Calculation note |  | 13.65 | 0 | 31.85 | 0
AR 19/14 | R1914-CLC-CV-00-031 | 123-C01R-CALC-22RA-CA-031 | Car parking shade foundation calculation note |  | 13.65 | 0 | 31.85 | 0
AR 19/14 | R1914-CLC-CV-00-032 | 123-C01R-CALC-22RA-CA-032 | EMERGENCY LAGOON PS calculation note |  | 11.7 | 0 | 27.3 | 0
AR 19/14 | R1914-CLC-CV-00-034 | 123-C01R-CALC-22RA-CA-034 | Disc Filter Steel Structure calculation note |  | 11.7 | 0 | 27.3 | 0
AR 19/14 | R1914-CLC-CV-00-035 | 123-C01R-CALC-22RA-CA-035 | Car parking shade steel structure calculation note |  | 1.95 | 0 | 4.55 | 0
AR 19/14 | R1914-CLC-CV-00-036 | 123-C01R-CALC-22RA-CA-036 | Diesel tank foundation calculation note |  | 3.9 | 0 | 9.1 | 0
AR 19/14 | R1914-CLC-CV-00-037 | 123-C01R-CALC-22RA-CA-037 | Valve chamber VC1 - Calculation note |  | 7.41 | 0 | 17.29 | 0
AR 19/14 | R1914-CLC-CV-00-040 | 123-C01R-CALC-22RA-CA-040 | Sludge conditionning Tanks calculation note |  | 7.41 | 0 | 17.29 | 0
AR 19/14 | R1914-CLC-CV-00-039 | 123-C01R-CALC-22RA-CA-039 | WEIGHBRIDGE FOUNDATION CALCULATION NOTE |  | 7.41 | 0 | 17.29 | 0
AR 19/14 | R1914-CLC-CV-00-038 | 123-C01R-CALC-22RA-CA-038 | Disk filters concrete structure - Calculation note |  | 7.41 | 0 | 17.29 | 0
AR 19/14 | R1914-DWG-CV-00-120 | 123-000-22RA-SE-001 | Structural general notes Sheet 1 |  | 1.95 | 5.46 | 4.55 | 12.74
AR 19/14 | R1914-DWG-CV-00-121 | 123-000-22RA-SE-002 | Structural general notes Sheet 2 |  | 1.95 | 5.46 | 4.55 | 12.74
AR 19/14 | R1914-DWG-CV-00-124 | 123-760-22RA-SE-004 | BEAMS AND HSC TYPICAL DETAILS |  | 0.78 | 3.9 | 1.82 | 9.1
AR 19/14 | R1914-DWG-CV-00-125 | 123-760-22RA-SE-005 | Masonry typical details |  | 1.95 | 5.46 | 4.55 | 12.74
AR 19/14 | R1914-DWG-CV-00-126 | 123-760-22RA-SE-006 | External Water proofing - Typical details |  | 1.95 | 5.46 | 4.55 | 12.74
AR 19/14 | R1914-DWG-CV-00-127 | 123-760-22RA-SE-007 | Grade beam and slab on grade typical details |  | 1.95 | 5.46 | 4.55 | 12.74
AR 19/14 | R1914-DWG-CV-00-128 | 123-760-22RA-SE-008 | Reinforcing bars arrangement details |  | 1.95 | 1.56 | 4.55 | 3.64
AR 19/14 | R1914-DWG-CV-00-129 | 123-760-22RA-SE-009 | FRP ladder and handrail typical details |  | 1.95 | 1.56 | 4.55 | 3.64
AR 19/14 | R1914-DWG-CV-00-218 | 123-760-22RA-SE-010 | Trench and covers miscellanious details details |  | 0.78 | 3.9 | 1.82 | 9.1
AR 19/14 | R1914-DWG-CV-00-132 | 123-760-22RA-SE-022 | Parking shades- foundation drawing Framing and details |  | 1.95 | 5.46 | 4.55 | 12.74
AR 19/14 | R1914-DWG-CV-00-136 | 123-760-22RA-SE-023 | Lighting pole foundation |  | 3.12 | 15.6 | 7.28 | 36.4
AR 19/14 | R1914-DWG-CV-00-151 | 123-760-22RA-SE-051 | Influent pumping station - Framing and details |  | 3.9 | 22.62 | 9.1 | 52.78
AR 19/14 | R1914-DWG-CV-00-152 | 123-760-22RA-SE-052 | Influent pumping station - Reinforcement |  | 3.9 | 29.64 | 9.1 | 69.16
AR 19/14 | R1914-DWG-CV-00-153 | 123-760-22RA-SE-055 | Inffluent pumping station - Access stairs layout |  | 3.9 | 17.55 | 9.1 | 40.95
AR 19/14 | R1914-DWG-CV-00-154 | 123-760-22RA-SE-056 | Influent pumping station - Access stairs details |  | 3.9 | 19.11 | 9.1 | 44.59
AR 19/14 | R1914-DWG-CV-00-155 | 123-760-22RA-SE-057 | Influent pumping station - Stairway entrance layout and details |  | 3.9 | 34.32 | 9.1 | 80.08
AR 19/14 | R1914-DWG-CV-00-251 | 123-760-22RA-SE-058 | Influent pumping station - STEEL STRUCTURE SUPPORT DRAWING PIPING |  | 1.95 | 3.9 | 4.55 | 9.1
AR 19/14 | R1914-DWG-CV-00-290 | 123-760-22RA-SE-059 | NEW MARITIME INFLUENT LINE STRUCTURAL CONNECTIONS |  | 0 | 0 | 0 | 0
AR 19/14 | R1914-DWG-CV-00-248 | 123-760-22RA-SE-237 | Valve chamber VC : steel structure supports drawing |  | 0 | 0 | 0 | 0
AR 19/14 | R1914-DWG-CV-00-156 | 123-760-22RA-SE-061 | Intermediate Pumping Station - Framing and details |  | 3.9 | 34.32 | 9.1 | 80.08
AR 19/14 | R1914-DWG-CV-00-157 | 123-760-22RA-SE-062 | Intermediate Pumping Station - Reinforcement |  | 3.9 | 30.42 | 9.1 | 70.98
AR 19/14 | R1914-DWG-CV-00-222 | 123-760-22RA-SE-063 | Intermediate Pumping Station -Steel structure details |  | 3.9 | 7.8 | 9.1 | 18.2
AR 19/14 | R1914-DWG-CV-00-158 | 123-760-22RA-SE-071 | Diversion Chamber - Framing and details |  | 3.9 | 34.32 | 9.1 | 80.08
AR 19/14 | R1914-DWG-CV-00-159 | 123-760-22RA-SE-072 | Diversion Chamber - Reinforcement |  | 3.9 | 21.84 | 9.1 | 50.96
AR 19/14 | R1914-DWG-CV-00-160 | 123-760-22RA-SE-081 | Screen and Grit Removal - Framing and details |  | 3.9 | 31.2 | 9.1 | 72.8
AR 19/14 | R1914-DWG-CV-00-161 | 123-760-22RA-SE-082 | Screen and Grit Removal - Reinforcement |  | 3.9 | 34.32 | 9.1 | 80.08
AR 19/14 | R1914-DWG-CV-00-223 | 123-760-22RA-SE-085 | Screen and grit removal steel structure layout |  | 3.9 | 7.8 | 9.1 | 18.2
AR 19/14 | R1914-DWG-CV-00-232 | 123-760-22RA-SE-086 | Screen and grit removal steel structure details |  | 3.9 | 7.8 | 9.1 | 18.2
AR 19/14 | R1914-DWG-CV-00-162 | 123-760-22RA-SE-091 | Primary clarifier - Framing and details |  | 3.9 | 15.6 | 9.1 | 36.4
AR 19/14 | R1914-DWG-CV-00-163 | 123-760-22RA-SE-092 | Primary clarifier - Reinforcement |  | 3.9 | 24.18 | 9.1 | 56.42
AR 19/14 | R1914-DWG-CV-00-164 | 123-760-22RA-SE-101 | Primary flow distribution chamber and channel - Framing and details |  | 3.9 | 30.42 | 9.1 | 70.98
AR 19/14 | R1914-DWG-CV-00-165 | 123-760-22RA-SE-102 | Primary flow distribution chamber and channel - Reinforcement |  | 3.9 | 7.8 | 9.1 | 18.2
AR 19/14 | R1914-DWG-CV-00-227 | 123-760-22RA-SE-103 | Primary flow distibution chamber and channel steel structure and details |  | 3.9 | 7.8 | 9.1 | 18.2
AR 19/14 | R1914-DWG-CV-00-166 | 123-760-22RA-SE-111 | Mixing tank - Framing and details |  | 3.9 | 28.47 | 9.1 | 66.43
AR 19/14 | R1914-DWG-CV-00-167 | 123-760-22RA-SE-112 | Mixing tank - Reinforcement |  | 3.9 | 30.81 | 9.1 | 71.89
AR 19/14 | R1914-DWG-CV-00-224 | 123-760-22RA-SE-115 | Mixing tank steel stucture Layout |  | 3.9 | 7.8 | 9.1 | 18.2
AR 19/14 | R1914-DWG-CV-00-235 | 123-760-22RA-SE-116 | Mixing tank steel stucture details |  | 3.9 | 3.12 | 9.1 | 7.28
AR 19/14 | R1914-DWG-CV-00-168 | 123-760-22RA-SE-121 | Primary sludge Pumping Station - Framing and details |  | 3.9 | 17.94 | 9.1 | 41.86
AR 19/14 | R1914-DWG-CV-00-169 | 123-760-22RA-SE-122 | Primary sludge Pumping Station - Reinforcement |  | 3.9 | 34.32 | 9.1 | 80.08
AR 19/14 | R1914-DWG-CV-00-170 | 123-760-22RA-SE-125 | Primary sludge Pumping Station 1- Access stairs |  | 3.9 | 7.02 | 9.1 | 16.38
AR 19/14 | R1914-DWG-CV-00-171 | 123-760-22RA-SE-126 | Primary sludge Pumping Station 2 - Access stairs |  | 3.9 | 7.02 | 9.1 | 16.38
AR 19/14 | R1914-DWG-CV-00-172 | 123-760-22RA-SE-127 | Primary sludge SP1 Pumping Station - Shelter Steel structure Layout and details -I |  | 3.9 | 21.84 | 9.1 | 50.96
AR 19/14 | R1914-DWG-CV-00-249 | 123-760-22RA-SE-128 | PRYMARY SLUDGE SP2 PUMPING STATION SHELTER STEEL STRUCTURE LAYOUT AND DETAILS -II |  | 3.9 | 5.85 | 9.1 | 13.65
AR 19/14 | R1914-DWG-CV-00-173 | 123-760-22RA-SE-131 | Secondary sludge Pumping Station - Framing and details |  | 3.9 | 7.02 | 9.1 | 16.38
AR 19/14 | R1914-DWG-CV-00-174 | 123-760-22RA-SE-132 | Secondary sludge Pumping Station - Reinforcement |  | 3.9 | 30.42 | 9.1 | 70.98
AR 19/14 | R1914-DWG-CV-00-175 | 123-760-22RA-SE-135 | Secondary sludge Pumping Station 1- Access stairs |  | 3.9 | 7.02 | 9.1 | 16.38
AR 19/14 | R1914-DWG-CV-00-176 | 123-760-22RA-SE-136 | Secondary sludge Pumping Station 2- Access stairs |  | 3.9 | 7.02 | 9.1 | 16.38
AR 19/14 | R1914-DWG-CV-00-177 | 123-760-22RA-SE-137 | Secondary sludge SS1 Pumping Station Shelter - Steel structure Layout and details -I |  | 3.9 | 22.62 | 9.1 | 52.78
AR 19/14 | R1914-DWG-CV-00-250 | 123-760-22RA-SE-138 | SECONDARY SLUDGE SS2 PUMPING STATION SHELTER STEEL STRUCTURE LAYOUT AND DETAILS -II |  | 3.9 | 5.85 | 9.1 | 13.65
AR 19/14 | R1914-DWG-CV-00-178 | 123-760-22RA-SE-141 | Secondary clarifier - Framing and details |  | 3.9 | 15.6 | 9.1 | 36.4
AR 19/14 | R1914-DWG-CV-00-179 | 123-760-22RA-SE-142 | Secondary clarifier - Reinforcement |  | 3.9 | 34.32 | 9.1 | 80.08
AR 19/14 | R1914-DWG-CV-00-180 | 123-760-22RA-SE-151 | Secondary flow distribution chamber and channel - Framing and details |  | 3.9 | 34.32 | 9.1 | 80.08
AR 19/14 | R1914-DWG-CV-00-181 | 123-760-22RA-SE-152 | Secondary flow distribution chamber and channel - Reinforcement |  | 3.9 | 7.02 | 9.1 | 16.38
AR 19/14 | R1914-DWG-CV-00-228 | 123-760-22RA-SE-153 | Secondary flow distibution chamber and channel steel structure and details |  | 3.9 | 7.8 | 9.1 | 18.2
AR 19/14 | R1914-DWG-CV-00-182 | 123-760-22RA-SE-161 | Chlorine contact tank & transfer PS - Framing and details |  | 3.9 | 23.4 | 9.1 | 54.6
AR 19/14 | R1914-DWG-CV-00-183 | 123-760-22RA-SE-162 | Chlorine contact tank & transfer PS - Reinforcement |  | 3.9 | 11.7 | 9.1 | 27.3
AR 19/14 | R1914-DWG-CV-00-184 | 123-760-22RA-SE-171 | Emergency Lagoon PS Framing and Details |  | 3.9 | 7.8 | 9.1 | 18.2
AR 19/14 | R1914-DWG-CV-00-185 | 123-760-22RA-SE-172 | Emergency Lagoon PS Reinforcement |  | 3.9 | 7.02 | 9.1 | 16.38
AR 19/14 | R1914-DWG-CV-00-186 | 123-760-22RA-SE-181 | Filtrate Return PS Framing and Details |  | 3.9 | 7.02 | 9.1 | 16.38
AR 19/14 | R1914-DWG-CV-00-187 | 123-760-22RA-SE-182 | Filtrate Return PS Reinforcement |  | 3.9 | 7.02 | 9.1 | 16.38
AR 19/14 | R1914-DWG-CV-00-188 | 123-760-22RA-SE-191 | Primary scum PS foundation plan, sections & details |  | 3.9 | 7.8 | 9.1 | 18.2
AR 19/14 | R1914-DWG-CV-00-189 | 123-760-22RA-SE-192 | Primary scum PS reinforcement |  | 3.9 | 7.02 | 9.1 | 16.38
AR 19/14 | R1914-DWG-CV-00-190 | 123-760-22RA-SE-201 | TIE/TSE PS foundation plan, sections & details |  | 3.9 | 34.32 | 9.1 | 80.08
AR 19/14 | R1914-DWG-CV-00-191 | 123-760-22RA-SE-202 | TIE/TSE PS Steel Structure Shelter layout & details |  | 3.9 | 30.42 | 9.1 | 70.98
AR 19/14 | R1914-DWG-CV-00-229 | 123-760-22RA-SE-203 | TIE/TSE PS Acces stairs |  | 3.9 | 7.8 | 9.1 | 18.2
AR 19/14 | R1914-DWG-CV-00-236 | 123-760-22RA-SE-367 | TIE STORAGE TANK STAIRS FOUNDATION DETAILS |  | 0 | 0 | 0 | 0
AR 19/14 | R1914-DWG-CV-00-270 | 123-760-22RA-SE-368 | PIPE SUPPORT LAYOUT & DETAILS FOR INTERMEDIATE PUMPING STATION |  | 0 | 0 | 0 | 0
AR 19/14 | R1914-DWG-CV-00-271 | 123-760-22RA-SE-369 | PIPE SUPPORT DETAILS FOR TIE/TSE PS sheet 2/2 |  | 0 | 0 | 0 | 0
AR 19/14 | R1914-DWG-CV-00-192 | 123-760-22RA-SE-211 | Disk Filters Foundation - Framing and details |  | 3.9 | 34.32 | 9.1 | 80.08
AR 19/14 | R1914-DWG-CV-00-193 | 123-760-22RA-SE-212 | Disk Filters Foundation - Reinforcement |  | 3.9 | 34.32 | 9.1 | 80.08
AR 19/14 | R1914-DWG-CV-00-230 | 123-760-22RA-SE-213 | Disk filters shelter steel structure layout & details |  | 3.9 | 7.8 | 9.1 | 18.2
AR 19/14 | R1914-DWG-CV-00-231 | 123-760-22RA-SE-214 | Disk filters shelter steel structure Foundation details |  | 3.9 | 7.8 | 9.1 | 18.2
AR 19/14 | R1914-DWG-CV-00-233 | 123-760-22RA-SE-215 | Disk filters shelter steel structure layout |  | 3.9 | 1.17 | 9.1 | 2.73
AR 19/14 | R1914-DWG-CV-00-234 | 123-760-22RA-SE-216 | Disk filters shelter steel structure details |  | 3.9 | 1.17 | 9.1 | 2.73
AR 19/14 | R1914-DWG-CV-00-194 | 123-760-22RA-SE-221 | Backwash return PS - Framing and details |  | 3.9 | 7.8 | 9.1 | 18.2
AR 19/14 | R1914-DWG-CV-00-195 | 123-760-22RA-SE-222 | Backwash return PS - Reinforcement |  | 3.9 | 7.02 | 9.1 | 16.38
AR 19/14 | R1914-DWG-CV-00-196 | 123-760-22RA-SE-231 | Sludge dewatering unit - footing/column/grade beam and -Foundation - framing and details SHEET 1/2 |  | 3.9 | 34.32 | 9.1 | 80.08
AR 19/14 | R1914-DWG-CV-00-197 | 123-760-22RA-SE-232 | Sludge dewatering unit - framing sections and typical details Sludge dewatering unit - Foundation - Framing and details SHEET 2/2 |  | 3.9 | 34.32 | 9.1 | 80.08
AR 19/14 | R1914-DWG-CV-00-198 | 123-760-22RA-SE-361 | Sludge dewatering unit - Steel structure layout SHEET 1 |  | 3.9 | 23.4 | 9.1 | 54.6
AR 19/14 | R1914-DWG-CV-00-256 | 123-760-22RA-SE-362 | Sludge dewatering unit - Steel structure layout SHEET 2 |  | 1.95 | 5.85 | 4.55 | 13.65
AR 19/14 | R1914-DWG-CV-00-257 | 123-760-22RA-SE-363 | Sludge dewatering unit - Steel structure layout SHEET 3 |  | 1.95 | 5.85 | 4.55 | 13.65
AR 19/14 | R1914-DWG-CV-00-258 | 123-760-22RA-SE-364 | Sludge dewatering unit - Steel structure layout SHEET 4 |  | 1.95 | 5.85 | 4.55 | 13.65
AR 19/14 | R1914-DWG-CV-00-259 | 123-760-22RA-SE-365 | Sludge dewatering unit - Steel structure layout SHEET 5 |  | 1.95 | 5.85 | 4.55 | 13.65
AR 19/14 | R1914-DWG-CV-00-199 | 123-760-22RA-SE-360 | Sludge dewatering unit - Steel structure details SHEET 1 |  | 3.9 | 34.32 | 9.1 | 80.08
AR 19/14 | R1914-DWG-CV-00-266 | 123-760-22RA-SE-366 | Sludge dewatering unit - Steel structure details SHEET 2 |  | 0 | 0 | 0 | 0
AR 19/14 | R1914-DWG-CV-00-273 | 123-760-22RA-SE-370 | ANALYZER (RWS-0120) FOUNDATION DETAIL (SCREEN AND GRIT REMOVAL SIDE) |  | 0 | 0 | 0 | 0
AR 19/14 | R1914-DWG-CV-00-276 | 123-760-22RA-SE-373 | Chemical building - framing sections and typical details sheet 4/5 |  | 0 | 0 | 0 | 0
AR 19/14 | R1914-DWG-CV-00-282 | 123-760-22RA-SE-379 | Chemical building - framing sections and typical details sheet 5/5 |  | 0 | 0 | 0 | 0
AR 19/14 | R1914-DWG-CV-00-277 | 123-760-22RA-SE-374 | chemical building -slab on grade /grade beam and roof framing sheet 2/2 |  | 0 | 0 | 0 | 0
AR 19/14 | R1914-DWG-CV-00-278 | 123-760-22RA-SE-375 | LIME STORAGE TANK FOUNDATION DRAWING |  | 0 | 0 | 0 | 0
AR 19/14 | R1914-DWG-CV-00-200 | 123-760-22RA-SE-251 | Sludge Holding tank foundation plan, sections & details |  | 3.9 | 18.72 | 9.1 | 43.68
AR 19/14 | R1914-DWG-CV-00-201 | 123-760-22RA-SE-242 | Sludge Holding tank reinforcement |  | 3.9 | 21.84 | 9.1 | 50.96
AR 19/14 | R1914-DWG-CV-00-202 | 123-760-22RA-SE-261 | Foundation for Dia 4m Storage and Feed Facility Tank sections & details |  | 3.9 | 30.42 | 9.1 | 70.98
AR 19/14 | R1914-DWG-CV-00-237 | 123-760-22RA-SE-217 | VALVE CHAMBER -VC1- FRAMING AND DETAILS |  | 3.9 | 2.34 | 9.1 | 5.46
AR 19/14 | R1914-DWG-CV-00-238 | 123-760-22RA-SE-218 | VALVE CHAMBER -VC1- REINFORCEMENT |  | 3.9 | 2.34 | 9.1 | 5.46
AR 19/14 | R1914-DWG-CV-00-247 | 123-760-22RA-SE-219 | DIESEL TANK FOUNDATION FRAMING AND DETAILS |  | 3.9 | 1.17 | 9.1 | 2.73
AR 19/14 | R1914-DWG-CV-00-252 | 123-760-22RA-SE-139 | DEISEL TANK ACCES STAIR |  | 3.9 | 5.85 | 9.1 | 13.65
AR 19/14 | R1914-DWG-CV-00-262 | 123-760-22RA-SE-286 | PIPE SUPPORT LAYOUT FOR TIE/TSE PS sheet 1/2 |  | 1.95 | 5.85 | 4.55 | 13.65
AR 19/14 | R1914-DWG-CV-00-261 | 123-760-22RA-SE-243 | WEIGHBRIDGE FRAMING DETAILS |  | 1.95 | 5.85 | 4.55 | 13.65
AR 19/14 | R1914-DWG-CV-00-263 | 123-760-22RA-SE-287 | 5m CCTV POLE FOUNDATION |  | 1.95 | 5.85 | 4.55 | 13.65
AR 19/14 | R1914-DWG-CV-00-268 | 123-760-22RA-SE-298 | SLUDGE CONDITIONING TANKS FRAMING AND DETAILS |  | 1.95 | 5.85 | 4.55 | 13.65
AR 19/14 | R1914-DWG-CV-00-269 | 123-760-22RA-SE-300 | SLUDGE CONDITIONNING TANK STEEL PLATFORM DETAIL |  | 1.95 | 5.85 | 4.55 | 13.65
AR 19/14 | R1914-DWG-CV-00-274 | 123-760-22RA-SE-371 | Air Compressor Unit foundation drawing |  | 0 | 0 | 0 | 0
AR 19/14 | R1914-DWG-CV-00-275 | 123-760-22RA-SE-372 | Air Compressor Shed Steel Structure layout and details |  | 0 | 0 | 0 | 0
AR 19/14 | R1914-DWG-CV-00-279 | 123-760-22RA-SE-376 | POTABLE AND SERVICE WATER ROOM STEEL STRUCTURE DRAWING |  | 0 | 0 | 0 | 0
AR 19/14 | R1914-DWG-CV-00-280 | 123-760-22RA-SE-377 | POTABLE AND SERVICE WATER ROOMS FOUNDATION DRAWING |  | 0 | 0 | 0 | 0
AR 19/14 | R1914-DWG-CV-00-281 | 123-760-22RA-SE-378 | CO2 MOTIVE PUMP STEEL STRUCTURE AND FOUNDATION DETAIL |  | 0 | 0 | 0 | 0
AR 19/14 | R1914-DWG-CV-00-283 | 123-760-22RA-SE-388 | WEIGHBRIDGE CONTROLE CABIN LAYOUT |  | 0 | 0 | 0 | 0
AR 19/14 | R1914-DWG-CV-00-265 | 123-760-22RA-SE-288 | ELECTRICAL BUILDING TRANSFORMER FOUNDATION DETAILS |  | 1.95 | 5.85 | 4.55 | 13.65
AR 19/14 | R1914-DWG-CV-00-203 | 123-760-22RA-SE-271 | Chemical building - footing/column/grade beam and framing detail |  | 3.9 | 18.72 | 9.1 | 43.68
AR 19/14 | R1914-DWG-CV-00-204 | 123-760-22RA-SE-272 | Chemical building - slab on grade beam roof framing |  | 3.9 | 30.42 | 9.1 | 70.98
AR 19/14 | R1914-DWG-CV-00-205 | 123-760-22RA-SE-273 | Chemical building - framing sections and typical details sheet 1/5 |  | 3.9 | 34.32 | 9.1 | 80.08
AR 19/14 | R1914-DWG-CV-00-206 | 123-760-22RA-SE-275- 123-760-22RA-SE-294 | Chemical Building- Steel Structure layout |  | 3.9 | 24.96 | 9.1 | 58.24
AR 19/14 | R1914-DWG-CV-00-207 | 123-760-22RA-SE-276 | Chemical Building- Steel Structure Details |  | 3.9 | 34.32 | 9.1 | 80.08
AR 19/14 | R1914-DWG-CV-00-438 | 123-760-22RA-SE-238 | CHEMICAL BUILDING- TRANSFORMER FOUNDATION DETAIL |  | 0 | 0 | 0 | 0
AR 19/14 | R1914-DWG-CV-00-208 | 123-760-22RA-SE-281 | Substation building - Foundations ground floor and roof framing |  | 3.9 | 30.42 | 9.1 | 70.98
AR 19/14 | R1914-DWG-CV-00-209 | 123-760-22RA-SE-282 | Substation building - framing sections and typical details |  | 3.9 | 22.62 | 9.1 | 52.78
AR 19/14 | R1914-DWG-CV-00-244 | 123-760-22RA-SE-283 | Substation building -diesel generator foudation details |  | 2.34 | 3.9 | 5.46 | 9.1
AR 19/14 | R1914-DWG-CV-00-260 | 123-760-22RA-SE-284 | 5MVA substation building Transformer foundation detail |  | 2.34 | 3.9 | 5.46 | 9.1
AR 19/14 | R1914-DWG-CV-00-264 | 123-760-22RA-SE-289 | RECTIFIER FOR TANK T401A/T401B CONCRETE FOUNDATION DETAIL |  | 1.95 | 3.9 | 4.55 | 9.1
AR 19/14 | R1914-DWG-CV-00-210 | 123-760-22RA-SE-291 | Electrical building - Foundations ground floor and roof framing and reinforcement |  | 3.9 | 22.62 | 9.1 | 52.78
AR 19/14 | R1914-DWG-CV-00-211 | 123-760-22RA-SE-292 | Electrical building - framing sections and typical details |  | 3.9 | 34.32 | 9.1 | 80.08
AR 19/14 | R1914-DWG-CV-00-267 | 123-760-22RA-SE-293 | Chemical building - framing sections and typical details sheet 2/5 |  | 3.9 | 7.02 | 9.1 | 16.38
AR 19/14 | R1914-DWG-CV-00-399 | 123-760-22RA-SE-387 | Chemical building - framing sections and typical details sheet 3/5 |  | 0 | 0 | 0 | 0
AR 19/14 | R1914-DWG-CV-00-212 | 123-760-22RA-SE-301 | SEC Building - Foundations ground floor and roof framing |  | 3.9 | 7.02 | 9.1 | 16.38
AR 19/14 | R1914-DWG-CV-00-226 | 123-760-22RA-SE-104 | Primary flow destribution chamber and channel access stairs platform |  | 3.9 | 7.8 | 9.1 | 18.2
AR 19/14 | R1914-DWG-CV-00-213 | 123-760-22RA-SE-302 | SEC Building - framing sections and typical details |  | 3.9 | 7.02 | 9.1 | 16.38
AR 19/14 | R1914-SPC-TL-00-001 | 123-C01R-G65-22RA-TA-001 | Data Transmission System Specification |  | 6.24 | 0 | 14.56 | 0
AR 19/14 | R1914-SPC-TL-00-002 | 123-C01R-G65-22RA-TA-002 | Telephone system specification (IP Telephony) |  | 6.24 | 0 | 14.56 | 0
AR 19/14 | R1914-SPC-TL-00-003 | 123-C01R-G65-22RA-TA-003 | Access Control System Specification |  | 6.24 | 0 | 14.56 | 0
AR 19/14 | R1914-SPC-TL-00-004 | 123-C01R-G65-22RA-TA-004 | CCTV system specification |  | 6.24 | 0 | 14.56 | 0
AR 19/14 | R1914-SPC-TL-00-005 | 123-C01R-G65-22RA-TA-005 | Public adress system specification |  | 6.24 | 0 | 14.56 | 0
AR 19/14 | R1914-DWG-TL-00-001 | 123-211-22RA-TE-001 | Telecom legends and abbreviations |  | 3.9 | 7.8 | 9.1 | 18.2
AR 19/14 | R1914-DWG-TL-00-002 | 123-211-22RA-TE-002 | Telecommunication site location MAP |  | 3.9 | 7.8 | 9.1 | 18.2
AR 19/14 | R1914-DWG-TL-00-003 | 123-211-22RA-TE-003 | BUILDING LAYOUT DRAWING |  | 3.9 | 7.8 | 9.1 | 18.2
AR 19/14 | R1914-DWG-TL-00-004 | 123-211-22RA-TE-004 | Telecom Systems Secondary Duct Bank and Cable Layout |  | 3.9 | 7.8 | 9.1 | 18.2
AR 19/14 | R1914-DWG-TL-00-005 | 123-211-22RA-TE-005 | Telecommunication hand hole plan |  | 3.9 | 7.8 | 9.1 | 18.2
AR 19/14 | R1914-DWG-TL-00-006 | 123-211-22RA-TE-006 | Telecommunication hand hole and duct bank sectional details I |  | 3.9 | 7.8 | 9.1 | 18.2
AR 19/14 | R1914-DWG-TL-00-007 | 123-211-22RA-TE-007 | IWTP Telecom & fiber optic Inter Building Block Diagram |  | 3.9 | 7.8 | 9.1 | 18.2
AR 19/14 | R1914-DWG-TL-00-008 | 123-211-22RA-TE-008 | Inter Building Fiber optic Network Schematic Diagram |  | 3.9 | 7.8 | 9.1 | 18.2
AR 19/14 | R1914-DWG-TL-00-009 | 123-211-22RA-TE-009 | CCTV BLOCK DIAGRAM |  | 3.9 | 7.8 | 9.1 | 18.2
AR 19/14 | R1914-DWG-TL-00-010 | 123-211-22RA-TE-010 | CCTV SYSTEM SINGLE LINE RISER DIAGRAM |  | 3.9 | 7.8 | 9.1 | 18.2
AR 19/14 | R1914-DWG-TL-00-011 | 123-211-22RA-TE-011 | CHEMICAL BUILDING CCTV SYSTEM LAYOUT AND SINGLE LINE RISER DIAGRAM |  | 3.9 | 7.8 | 9.1 | 18.2
AR 19/14 | R1914-DWG-TL-00-012 | 123-211-22RA-TE-012 | PROCESS AND ELECTRICAL BUILDING CCTV SYSTEM LAYOUT AND SINGLE LINE RISER DIAGRAM |  | 3.9 | 7.8 | 9.1 | 18.2
AR 19/14 | R1914-DWG-TL-00-013 | 123-211-22RA-TE-013 | SUBSTATION BUILDING CCTV SYSTEM LAYOUT AND SINGLE LINE RISER DIAGRAM |  | 3.9 | 7.8 | 9.1 | 18.2
AR 19/14 | R1914-DWG-TL-00-014 | 123-211-22RA-TE-014 | ACCESS SYSTEM SINGLE LINE RISER LINE DIAGRAM |  | 3.9 | 7.8 | 9.1 | 18.2
AR 19/14 | R1914-DWG-TL-00-015 | 123-211-22RA-TE-015 | CHEMICAL BUILDING ACCESS SYSTEM LAYOUT AND SINGLE LINE RISER DIAGRAM |  | 3.9 | 7.8 | 9.1 | 18.2
AR 19/14 | R1914-DWG-TL-00-016 | 123-211-22RA-TE-016 | PROCESS AND ELECTRICAL BUILDING ACCESS SYSTEM LAYOUT AND SINGLE LINE RISER DIAGRAM |  | 3.9 | 7.8 | 9.1 | 18.2
AR 19/14 | R1914-DWG-TL-00-017 | 123-211-22RA-TE-017 | SUBSTATION BUILDING ACCESS SYSTEM LAYOUT AND SINGLE LINE RISER DIAGRAM |  | 3.9 | 7.8 | 9.1 | 18.2
AR 19/14 | R1914-DWG-TL-00-018 | 123-211-22RA-TE-018 | Telephone, Data SINGLE LINE RISER Diagram |  | 3.9 | 7.8 | 9.1 | 18.2
AR 19/14 | R1914-DWG-TL-00-019 | 123-211-22RA-TE-019 | CHEMICAL BUILDING TELEPHONE-DATA SYSTEM LAYOUT & SINGLE LINE RISER DIAGRAM |  | 3.9 | 7.8 | 9.1 | 18.2
AR 19/14 | R1914-DWG-TL-00-020 | 123-211-22RA-TE-020 | PROCESS AND ELECTRICAL BUILDING TELEPHONE-DATA SYSTEM LAYOUT & SINGLE LINE RISER DIAGRAM |  | 3.9 | 7.8 | 9.1 | 18.2
AR 19/14 | R1914-DWG-TL-00-021 | 123-211-22RA-TE-021 | SUBSTATION BUILDING TELEPHONE-DATA SYSTEM LAYOUT & SINGLE LINE RISER DIAGRAM |  | 3.9 | 7.8 | 9.1 | 18.2
AR 19/14 | R1914-DWG-TL-00-022 | 123-211-22RA-TE-022 | Public Adress System SINGLE LINE RISER Diagram |  | 3.9 | 7.8 | 9.1 | 18.2
AR 19/14 | R1914-DWG-TL-00-023 | 123-211-22RA-TE-023 | CHEMICAL BUILDING PUBLIC ADDRESS SYSTEM LAYOUT AND SINGLE LINE RISER DIAGRAM |  | 3.9 | 7.8 | 9.1 | 18.2
AR 19/14 | R1914-DWG-TL-00-024 | 123-211-22RA-TE-024 | PROCESS AND ELECTRICAL BUILDING PUBLIC ADDRESS SYSTEM LAYOUT AND SINGLE LINE RISER DIAGRAM |  | 3.9 | 7.8 | 9.1 | 18.2
AR 19/14 | R1914-DWG-TL-00-025 | 123-211-22RA-TE-025 | SUBSTATION BUILDING PUBLIC ADDRESS SYSTEM LAYOUT AND SINGLE LINE RISER DIAGRAM |  | 3.9 | 7.8 | 9.1 | 18.2
AR 19/14 | R1914-DWG-TL-00-026 | 123-211-22RA-TE-026 | Telecom Systems Building Layout |  | 3.9 | 7.8 | 9.1 | 18.2
AR 19/14 | R1914-DWG-TL-00-027 | 123-211-22RA-TE-027 | Telecom equipments room LAYOUT |  | 3.9 | 7.8 | 9.1 | 18.2
AR 19/14 | R1914-DWG-TL-00-029 | 123-211-22RA-TE-029 | CAMERAS MOUNTING DETAILS |  | 3.9 | 7.8 | 9.1 | 18.2
AR 19/14 | R1914-DWG-TL-00-030 | 123-211-22RA-TE-030 | Speaker and microphone outlet mounting details |  | 3.9 | 7.8 | 9.1 | 18.2
AR 19/14 | R1914-DWG-TL-00-032 | 123-211-22RA-TE-032 | Telecommunication joint box DETAILS |  | 3.9 | 7.8 | 9.1 | 18.2
AR 19/14 | R1914-DWG-TL-00-033 | 123-211-22RA-TE-033 | Telecom Cable Schedule I |  | 3.9 | 7.8 | 9.1 | 18.2
AR 19/14 | R1914-DWG-TL-00-034 | 123-211-22RA-TE-034 | Typical Duct Bank details |  | 3.9 | 7.8 | 9.1 | 18.2
AR 19/14 | R1914-DWG-TL-00-035 | 123-211-22RA-TE-035 | Telecommunication hand hole and duct bank sectional details II |  | 1.95 | 3.9 | 4.55 | 9.1
AR 19/14 | R1914-DWG-TL-00-036 | 123-211-22RA-TE-036 | Telecommunication hand hole and duct bank sectional details III |  | 1.95 | 3.9 | 4.55 | 9.1
AR 19/14 | R1914-DWG-TL-00-037 | 123-211-22RA-TE-037 | Telecommunication hand hole and duct bank sectional details IV |  | 1.95 | 3.9 | 4.55 | 9.1
AR 19/14 | R1914-DWG-TL-00-038 | 123-211-22RA-TE-038 | Telecom Cable Schedule II |  | 1.95 | 3.9 | 4.55 | 9.1
AR 19/14 | R1914-DWG-TL-00-039 | 123-211-22RA-TE-039 | Telecom Cable Schedule III |  | 1.95 | 3.9 | 4.55 | 9.1
AR 19/14 | R1914-DWG-TL-00-041 | 123-211-22RA-TE-041 | overall TELECOM CABLE SCHEDULE |  | 3.9 | 0 | 9.1 | 0
AR 19/14 | R1914-DWG-TL-00-042 | 123-211-22RA-TE-042 | TELECOM SYSTEMS INTERFACE DIAGRAM |  | 1.56 | 3.12 | 3.64 | 7.28
AR 19/14 | R1914-DWG-TL-00-040 | 123-211-22RA-TE-040 | Telecom Cable Schedule IV |  | 1.95 | 3.9 | 4.55 | 9.1
AR 19/14 | R1914-CLC-EL-00-001 | 123-C01R-CALC-22RA-EA-001 | CALCULATION LOAD NORMAL OPERATION |  | 17.94 | 0 | 41.86 | 0
AR 19/14 | R1914-CLC-EL-00-002 | 123-C01R-CALC-22RA-EA-002 | CALCULATION LOAD STANDBY OPERATION |  | 14.04 | 0 | 32.76 | 0
AR 19/14 | R1914-CLC-EL-00-005 | 123-C01R-CALC-22RA-EA-003 | 34,5 KV POWER CABLE CALCULATION MV POWER CABLE CALCULATION |  | 14.04 | 0 | 32.76 | 0
AR 19/14 | R1914-CLC-EL-00-008 | 123-C01R-CALC-22RA-EA-006 | 0,38 KV LV POWER CABLE CALCULATION |  | 27.3 | 0 | 63.7 | 0
AR 19/14 | R1914-CLC-EL-00-012 | 123-C01R-CALC-22RA-EA-007 | DETAILED CALCULATION FOR ELECTRICAL EQUIPEMENT |  | 21.84 | 0 | 50.96 | 0
AR 19/14 | R1914-CLC-EL-00-013 | 123-C01R-CALC-22RA-EA-008 | OVERALL CALCULATION OF EARTHING & LIGHTNING PROTECTION SYSTEMS |  | 2.34 | 21.84 | 5.46 | 50.96
AR 19/14 | R1914-CLC-EL-00-014 | 123-C01R-CALC-22RA-EA-009 | INDOOR LIGHTING SYSTEM CALCULATION |  | 1.56 | 17.16 | 3.64 | 40.04
AR 19/14 | R1914-CLC-EL-00-015 | 123-C01R-CALC-22RA-EA-010 | OVERALL OUTDOOR LIGHTING SYSTEM CALCULATION |  | 2.34 | 15.6 | 5.46 | 36.4
AR 19/14 | R1914-CLC-EL-00-024 | 123-C01R-CALC-22RA-EA-018 | UPS System Calculation Notes |  | 3.9 | 0 | 9.1 | 0
AR 19/14 | R1914-CLC-EL-00-017 | 123-C01R-CALC-22RA-EA-011 | POWER FLOW STUDY |  | 15.6 | 0 | 36.4 | 0
AR 19/14 | R1914-CLC-EL-00-018 | 123-C01R-CALC-22RA-EA-012 | SHORT CIRCUIT STUDY |  | 15.6 | 0 | 36.4 | 0
AR 19/14 | R1914-CLC-EL-00-019 | 123-C01R-CALC-22RA-EA-013 | MOTOR STARTING STUDY |  | 15.6 | 0 | 36.4 | 0
AR 19/14 | R1914-CLC-EL-00-020 | 123-C01R-CALC-22RA-EA-014 | COORDINATION STUDY |  | 15.6 | 0 | 36.4 | 0
AR 19/14 | R1914-CLC-EL-00-021 | 123-C01R-CALC-22RA-EA-015 | ARC FLASH STUDY |  | 15.6 | 0 | 36.4 | 0
AR 19/14 | R1914-CLC-EL-00-022 | 123-C01R-CALC-22RA-EA-016 | RELAY SETTING TABLES |  | 15.6 | 0 | 36.4 | 0
AR 19/14 | R1914-CLC-EL-00-023 | 123-C01R-CALC-22RA-EA-017 | Harmonic Analysis |  | 15.6 | 0 | 36.4 | 0
AR 19/14 | R1914-SPC-FG-00-002 | 123-C01R-G65-22RA-EA-010 | FIRE ALARM SYSTEM REQUIREMENTS |  | 23.4 | 0 | 54.6 | 0
AR 19/14 | R1914-SPC-FG-00-003 | 123-C01R-G65-22RA-EA-011 | Fire Alarm DETECTION System Specification |  | 13.65 | 0 | 31.85 | 0
AR 19/14 | R1914-LIS-FG-00-002 | 123-C01R-G65-22RA-EA-012 | Fire Alarm Cause & Effect Diagram |  | 13.65 | 0 | 31.85 | 0
AR 19/14 | R1914-LIS-FG-00-004 | 123-C01R-G65-22RA-EA-014 | Fire Alarm cables schedule |  | 3.9 | 35.1 | 9.1 | 81.9
AR 19/14 | R1914-DSH-FG-00-002 | 123-C01R-G65-22RA-EA-015 | Fire Alarm equipment datasheet |  | 1.95 | 9.75 | 4.55 | 22.75
AR 19/14 | R1914-DWG-EL-00-032 | 123-410-22RA-EE-001 | ELECTRICAL INDEX OF DRAWING |  | 3.9 | 7.8 | 9.1 | 18.2
AR 19/14 | R1914-DWG-EL-00-007 | 123-410-22RA-EE-002 | SYMBOLS & ABBREVIATIONS |  | 3.9 | 7.8 | 9.1 | 18.2
AR 19/14 | R1914-DWG-EL-00-033 | 123-410-22RA-EE-003 | KEY ONE LINE DIAGRAM & POWER DISTRIBUTION |  | 7.8 | 11.7 | 18.2 | 27.3
AR 19/14 | R1914-DWG-EL-00-008 | 123-410-22RA-EE-004 | AREA CLASSIFICATION LAYOUT |  | 3.9 | 10.92 | 9.1 | 25.48
AR 19/14 | R1914-DWG-EL-00-009 | 123-410-22RA-EE-005 | SITE POWER, SIGNAL AND CONTROL DISTRIBUTION I |  | 9.36 | 18.72 | 21.84 | 43.68
AR 19/14 | R1914-DWG-EL-00-010 | 123-410-22RA-EE-006 | EQUIPMENT POWER PLAN I |  | 7.02 | 9.75 | 16.38 | 22.75
AR 19/14 | R1914-DWG-EL-00-012 | 123-410-22RA-EE-008 | OVERALL ELECTRICAL SINGLE LINE DIAGRAM I |  | 10.14 | 11.7 | 23.66 | 27.3
AR 19/14 | R1914-DWG-EL-00-013 | 123-410-22RA-EE-009 | OVERALL ELECTRICAL SINGLE LINE DIAGRAM II |  | 10.14 | 11.7 | 23.66 | 27.3
AR 19/14 | R1914-DWG-EL-00-034 | 123-410-22RA-EE-010 | OVERALL ELECTRICAL SINGLE LINE DIAGRAM III |  | 10.14 | 11.7 | 23.66 | 27.3
AR 19/14 | R1914-DWG-EL-00-035 | 123-410-22RA-EE-011 | OVERALL ELECTRICAL SINGLE LINE DIAGRAM IV |  | 10.14 | 11.7 | 23.66 | 27.3
AR 19/14 | R1914-DWG-EL-00-014 | 123-410-22RA-EE-012 | LOW VOLTAGE SINGLE LINE DIAGRAM I |  | 8.58 | 11.7 | 20.02 | 27.3
AR 19/14 | R1914-DWG-EL-00-015 | 123-410-22RA-EE-013 | LOW VOLTAGE SINGLE LINE DIAGRAM II |  | 8.58 | 11.7 | 20.02 | 27.3
AR 19/14 | R1914-DWG-EL-00-016 | 123-410-22RA-EE-014 | LOW VOLTAGE SINGLE LINE DIAGRAM III |  | 8.58 | 11.7 | 20.02 | 27.3
AR 19/14 | R1914-DWG-EL-00-017 | 123-410-22RA-EE-015 | LOW VOLTAGE SINGLE LINE DIAGRAM IV |  | 8.58 | 11.7 | 20.02 | 27.3
AR 19/14 | R1914-DWG-EL-00-020 | 123-410-22RA-EE-016 | SINGLE LINE DIAGRAMS OF BUILDING UTILITIES BOARDS (LIGHTING, SOCKETS) |  | 7.02 | 13.26 | 16.38 | 30.94
AR 19/14 | R1914-DWG-EL-00-021 | 123-410-22RA-EE-017 | SINGLE LINE DIAGRAM OF EXTERNAL LIGHTING SWITSCHBOARDS I |  | 4.68 | 12.48 | 10.92 | 29.12
AR 19/14 | R1914-DWG-EL-00-022 | 123-410-22RA-EE-018 | SINGLE LINE DIAGRAM FOR AC & DC UPS |  | 7.02 | 9.75 | 16.38 | 22.75
AR 19/14 | R1914-DWG-EL-00-036 | 123-410-22RA-EE-019 | OVERALL GROUNDING SYSTEMS LAYOUT |  | 5.85 | 16.77 | 13.65 | 39.13
AR 19/14 | R1914-DWG-EL-00-023 | 123-410-22RA-EE-020 | GROUNDING SYSTEM LAYOUT I |  | 3.9 | 9.75 | 9.1 | 22.75
AR 19/14 | R1914-DWG-EL-00-024 | 123-410-22RA-EE-021 | GROUNDING SYSTEM LAYOUT II |  | 3.9 | 9.75 | 9.1 | 22.75
AR 19/14 | R1914-DWG-EL-00-053 | 123-410-22RA-EE-022 | GROUNDING SYSTEM LAYOUT III |  | 3.9 | 7.8 | 9.1 | 18.2
AR 19/14 | R1914-DWG-EL-00-025 | 123-410-22RA-EE-023 | OVERALL LIGHTNING PROTECTION SYSTEMS LAYOUT |  | 1.17 | 20.67 | 2.73 | 48.23
AR 19/14 | R1914-DWG-EL-00-037 | 123-410-22RA-EE-024 | LIGHTNING PROTECTION SYSTEMS LAYOUT I |  | 5.85 | 13.65 | 13.65 | 31.85
AR 19/14 | R1914-DWG-EL-00-038 | 123-410-22RA-EE-025 | LIGHTNING PROTECTION SYSTEMS LAYOUT II |  | 5.85 | 13.65 | 13.65 | 31.85
AR 19/14 | R1914-DWG-EL-00-026 | 123-410-22RA-EE-026 | ELECTRICAL LIGHTING LAYOUT I |  | 1.17 | 6.24 | 2.73 | 14.56
AR 19/14 | R1914-DWG-EL-00-028 | 123-410-22RA-EE-028 | EXTERNAL LIGHTING LAYOUT |  | 1.17 | 10.14 | 2.73 | 23.66
AR 19/14 | R1914-DWG-EL-00-039 | 123-410-22RA-EE-029 | SUBSTATION BUILDING LAYOUT & DETAILS |  | 7.02 | 9.75 | 16.38 | 22.75
AR 19/14 | R1914-DWG-EL-00-040 | 123-410-22RA-EE-030 | ELECTRICAL BUILDING LAYOUT & DETAILS |  | 3.9 | 9.75 | 9.1 | 22.75
AR 19/14 | R1914-DWG-EL-00-041 | 123-410-22RA-EE-031 | CHEMICAL BUILDING ELECTRICAL ROOM LAYOUT & DETAILS |  | 3.9 | 9.75 | 9.1 | 22.75
AR 19/14 | R1914-DWG-EL-00-042 | 123-410-22RA-EE-032 | IWTP SWITCHGEAR ROOM LAYOUT & DETAILS |  | 3.9 | 9.75 | 9.1 | 22.75
AR 19/14 | R1914-DWG-EL-00-043 | 123-410-22RA-EE-033 | TYPICAL PADMOUNTED TRANSFORMER INSTALATION LAYOUT & DETAILS I |  | 7.02 | 17.55 | 16.38 | 40.95
AR 19/14 | R1914-DWG-EL-00-044 | 123-410-22RA-EE-034 | TYPICAL PADMOUNTED TRANSFORMER INSTALATION LAYOUT & DETAILS II |  | 3.9 | 9.75 | 9.1 | 22.75
AR 19/14 | R1914-DWG-EL-00-029 | 123-410-22RA-EE-035 | EXTERNAL LIGHTING MISCELLANEOUS DETAILS |  | 2.34 | 5.85 | 5.46 | 13.65
AR 19/14 | R1914-DWG-EL-00-030 | 123-410-22RA-EE-036 | POWER DISTRIBUTION MISCELLANEOUS DETAILS I |  | 7.8 | 17.55 | 18.2 | 40.95
AR 19/14 | R1914-DWG-EL-00-045 | 123-410-22RA-EE-058 | POWER DISTRIBUTION MISCELLANEOUS DETAILS II |  | 7.8 | 17.55 | 18.2 | 40.95
AR 19/14 | R1914-DWG-EL-00-054 | 123-410-22RA-EE-068 | POWER DISTRIBUTION MISCELLANEOUS DETAILS III |  | 1.95 | 7.8 | 4.55 | 18.2
AR 19/14 | R1914-DWG-EL-00-055 | 123-410-22RA-EE-069 | POWER DISTRIBUTION MISCELLANEOUS DETAILS IV |  | 1.95 | 7.8 | 4.55 | 18.2
AR 19/14 | R1914-DWG-EL-00-056 | 123-410-22RA-EE-070 | POWER DISTRIBUTION MISCELLANEOUS DETAILS V |  | 1.95 | 7.8 | 4.55 | 18.2
AR 19/14 | R1914-DWG-EL-00-031 | 123-410-22RA-EE-059 | Cable and conduit shedule |  | 5.85 | 24.57 | 13.65 | 57.33
AR 19/14 | R1914-DWG-EL-00-046 | 123-410-22RA-EE-060 | MISCELLANEOUS ELECTRICAL DETAILS I |  | 3.9 | 9.75 | 9.1 | 22.75
AR 19/14 | R1914-DWG-EL-00-047 | 123-410-22RA-EE-061 | MISCELLANEOUS ELECTRICAL DETAILS II |  | 3.9 | 9.75 | 9.1 | 22.75
AR 19/14 | R1914-DWG-EL-00-048 | 123-410-22RA-EE-062 | MISCELLANEOUS ELECTRICAL DETAILS III |  | 3.9 | 9.75 | 9.1 | 22.75
AR 19/14 | R1914-DWG-EL-00-049 | 123-410-22RA-EE-063 | MISCELLANEOUS ELECTRICAL DETAILS IV |  | 3.9 | 9.75 | 9.1 | 22.75
AR 19/14 | R1914-DWG-EL-00-050 | 123-410-22RA-EE-056 | OVERALL ELECTRICAL SINGLE LINE DIAGRAM V |  | 1.95 | 7.8 | 4.55 | 18.2
AR 19/14 | R1914-DWG-EL-00-051 | 123-410-22RA-EE-057 | OVERALL ELECTRICAL SINGLE LINE DIAGRAM VI |  | 1.95 | 7.8 | 4.55 | 18.2
AR 19/14 | R1914-DWG-EL-00-057 | 123-410-22RA-EE-177 | POWER DISTRIBUTION MISCELLANEOUS DETAILS VI |  | 3.9 | 1.95 | 9.1 | 4.55
AR 19/14 | R1914-DWG-EL-00-058 | 123-410-22RA-EE-178 | POWER DISTRIBUTION MISCELLANEOUS DETAILS VII |  | 3.9 | 1.95 | 9.1 | 4.55
AR 19/14 | R1914-DWG-EL-00-059 | 123-410-22RA-EE-179 | SINGLE LINE DIAGRAM OF EXTERNAL LIGHTING SWITSCHBOARDS II |  | 1.17 | 6.24 | 2.73 | 14.56
AR 19/14 | R1914-DWG-EL-00-060 | 123-410-22RA-EE-180 | SINGLE LINE DIAGRAM OF EXTERNAL LIGHTING SWITSCHBOARDS III |  | 7.02 | 9.75 | 16.38 | 22.75
AR 19/14 | R1914-DWG-EL-00-064 | 123-410-22RA-EE-181 | POWER DISTRIBUTION MISCELLANEOUS DETAILS VIII |  | 1.95 | 3.9 | 4.55 | 9.1
AR 19/14 | R1914-DWG-EL-00-065 | 123-410-22RA-EE-182 | POWER DISTRIBUTION MISCELLANEOUS DETAILS IX |  | 1.95 | 3.9 | 4.55 | 9.1
AR 19/14 | R1914-DWG-EL-00-066 | 123-410-22RA-EE-183 | POWER DISTRIBUTION MISCELLANEOUS DETAILS X |  | 1.95 | 3.9 | 4.55 | 9.1
AR 19/14 | R1914-DWG-EL-00-082 | 123-410-22RA-EE-210 | POWER DISTRIBUTION MISCELLANEOUS DETAILS XI |  | 3.12 | 0.78 | 7.28 | 1.82
AR 19/14 | R1914-DWG-EL-00-083 | 123-410-22RA-EE-211 | POWER DISTRIBUTION MISCELLANEOUS DETAILS XII |  | 3.12 | 0.78 | 7.28 | 1.82
AR 19/14 | R1914-DWG-EL-00-091 | 123-410-22RA-EE-225 | POWER DISTRIBUTION MISCELLANEOUS DETAILS XIII |  | 3.12 | 0.78 | 7.28 | 1.82
AR 19/14 | R1914-DWG-EL-00-067 | 123-410-22RA-EE-184 | SITE POWER, SIGNAL AND CONTROL DISTRIBUTION II |  | 1.95 | 3.9 | 4.55 | 9.1
AR 19/14 | R1914-DWG-EL-00-068 | 123-410-22RA-EE-185 | SITE POWER, SIGNAL AND CONTROL DISTRIBUTION III |  | 1.95 | 3.9 | 4.55 | 9.1
AR 19/14 | R1914-DWG-EL-00-069 | 123-410-22RA-EE-186 | SITE POWER, SIGNAL AND CONTROL DISTRIBUTION IV |  | 1.95 | 3.9 | 4.55 | 9.1
AR 19/14 | R1914-DWG-EL-00-070 | 123-410-22RA-EE-187 | SITE POWER, SIGNAL AND CONTROL DISTRIBUTION V |  | 1.95 | 3.9 | 4.55 | 9.1
AR 19/14 | R1914-DWG-EL-00-071 | 123-410-22RA-EE-188 | SITE POWER, SIGNAL AND CONTROL DISTRIBUTION VI |  | 1.95 | 3.9 | 4.55 | 9.1
AR 19/14 | R1914-DWG-EL-00-120 | 123-410-22RA-EE-229 | MANHOLE DETAIL DRAWING |  | 3.12 | 21.45 | 7.28 | 50.05
AR 19/14 | R1914-DWG-EL-00-121 | 123-410-22RA-EE-230 | Control cable schedule |  | 0 | 0 | 0 | 0
AR 19/14 | R1914-DWG-IN-00-119 | 123-410-22RA-EE-212- 123-410-22RA-EA-010 | SINGLE LINE DIAGRAM FOR UPS COFFERT -0001 |  | 0.78 | 3.9 | 1.82 | 9.1
AR 19/14 | R1914-DWG-IN-00-120 | 123-410-22RA-EE-213- 123-410-22RA-EA-011 | SINGLE LINE DIAGRAM FOR UPS COFFERT -0002 |  | 0.78 | 3.9 | 1.82 | 9.1
AR 19/14 | R1914-DWG-IN-00-121 | 123-410-22RA-EE-214- 123-410-22RA-EA-012 | SINGLE LINE DIAGRAM FOR UPS COFFERT -0003 |  | 0.78 | 3.9 | 1.82 | 9.1
AR 19/14 | R1914-DWG-FG-00-003 | 123-410-22RA-EE-100 | Fire Alarm system Riser diagram |  | 3.9 | 15.6 | 9.1 | 36.4
AR 19/14 | R1914-DWG-FG-00-005 | 123-410-22RA-EE-102 | Fire Alarm cable routing |  | 3.12 | 5.85 | 7.28 | 13.65
AR 19/14 | R1914-DWG-FG-00-006 | 123-410-22RA-EE-103 | Fire Alarm Location 1 Substation and electrical room |  | 1.95 | 8.97 | 4.55 | 20.93
AR 19/14 | R1914-DWG-FG-00-007 | 123-410-22RA-EE-104 | Fire Alarm Location 2 chemical building |  | 1.95 | 8.58 | 4.55 | 20.02
AR 19/14 | R1914-SPC-CS-00-001 | 123-C01R-G65-22RA-EA-018 | SCADA system specification |  | 13.65 | 0 | 31.85 | 0
AR 19/14 | R1914-RPT-IN-00-001 | 123-C01R-G65-22RA-EA-017 | Control philosophy |  | 46.8 | 0 | 109.2 | 0
AR 19/14 | R1914-LIS-IN-00-004 | 123-C01R-G65-22RA-EA-019 | C&E diagram |  | 17.55 | 0 | 40.95 | 0
AR 19/14 | R1914-LIS-IN-00-005 | 123-C01R-G65-22RA-EA-031 | INSTRUMENT CABLE AND CONDUIT SCHEDULE |  | 7.02 | 0 | 16.38 | 0
AR 19/14 | R1914-DSH-IN-00-001 | 123-C01R-G65-22RA-EA-020 | Level Instruments Datasheet |  | 11.7 | 0 | 27.3 | 0
AR 19/14 | R1914-DSH-IN-00-002 | 123-C01R-G65-22RA-EA-021 | Pressure Instruments Datasheet |  | 11.7 | 0 | 27.3 | 0
AR 19/14 | R1914-DSH-IN-00-003 | 123-C01R-G65-22RA-EA-022 | Weight Instrument Datasheet |  | 11.7 | 0 | 27.3 | 0
AR 19/14 | R1914-DSH-IN-00-004 | 123-C01R-G65-22RA-EA-023 | Flowmeters Datasheet |  | 11.7 | 0 | 27.3 | 0
AR 19/14 | R1914-DSH-IN-00-005 | 123-C01R-G65-22RA-EA-024 | Analyzers Datasheet |  | 11.7 | 0 | 27.3 | 0
AR 19/14 | R1914-DSH-IN-00-006 | 123-C01R-G65-22RA-EA-025 | Instrumentation and Fire Alarm Fire & Gas cables data sheet" |  | 11.7 | 0 | 27.3 | 0
AR 19/14 | R1914-DSH-IN-00-007 | 123-C01R-G65-22RA-EA-026 | Technical Data sheet for junction box |  | 11.7 | 0 | 27.3 | 0
AR 19/14 | R1914-DSH-IN-00-008 | 123-C01R-G65-22RA-EA-029 | Motorized valve Data sheet |  | 11.7 | 0 | 27.3 | 0
AR 19/14 | R1914-LIS-CS-00-001 | 123-C01R-G65-22RA-EA-028 | Input/Output List For Control System |  | 9.75 | 0 | 22.75 | 0
AR 19/14 | R1914-LIS-IN-00-001 | 123-C01R-G65-22RA-EA-027 | Instrument index |  | 15.6 | 0 | 36.4 | 0
AR 19/14 | R1914-DWG-CS-00-001 | 123-410-22RA-EE-037 | IWTP SCADA system architecture diagram |  | 3.9 | 7.8 | 9.1 | 18.2
AR 19/14 | R1914-DWG-CS-00-002 | 123-410-22RA-EE-038 | office building Control Room Arrangement Layout |  | 3.9 | 7.8 | 9.1 | 18.2
AR 19/14 | R1914-DWG-CS-00-003 | 123-410-22RA-EE-039 | Process Electrical Building PLC Room Arrangement Layout |  | 3.9 | 13.65 | 9.1 | 31.85
AR 19/14 | R1914-DWG-CS-00-004 | 123-410-22RA-EE-040 | SWTP &IWTP SCADA NETWORK |  | 3.9 | 7.8 | 9.1 | 18.2
AR 19/14 | R1914-DWG-CS-00-006 | 123-410-22RA-EE-064 | Substation Building PLC Room Arrangement Layout |  | 3.9 | 7.8 | 9.1 | 18.2
AR 19/14 | R1914-DWG-IN-00-001 | 123-410-22RA-EE-042 | Instrument cable routing |  | 3.9 | 17.55 | 9.1 | 40.95
AR 19/14 | R1914-DWG-IN-00-002 | 123-410-22RA-EE-043 | Instrument block diagram PLC-0001 & UPS COFFRET -0003 I |  | 0.78 | 3.12 | 1.82 | 7.28
AR 19/14 | R1914-DWG-IN-00-030 | 123-410-22RA-EE-083 | Instrument block diagram PLC-0001 & UPS COFFRET -0003 II |  | 0.78 | 3.12 | 1.82 | 7.28
AR 19/14 | R1914-DWG-IN-00-031 | 123-410-22RA-EE-084 | Instrument block diagram PLC-0001 & UPS COFFRET -0003 III |  | 0.78 | 3.12 | 1.82 | 7.28
AR 19/14 | R1914-DWG-IN-00-034 | 123-410-22RA-EE-087 | Instrument block diagram PLC-0002 & UPS COFFRET -0002 I |  | 0.78 | 3.12 | 1.82 | 7.28
AR 19/14 | R1914-DWG-IN-00-035 | 123-410-22RA-EE-088 | Instrument block diagram PLC-0002 & UPS COFFRET -0002 II |  | 0.78 | 3.12 | 1.82 | 7.28
AR 19/14 | R1914-DWG-IN-00-036 | 123-410-22RA-EE-089 | Instrument block diagram PLC-0002 & UPS COFFRET -0002 III |  | 0.78 | 3.12 | 1.82 | 7.28
AR 19/14 | R1914-DWG-IN-00-037 | 123-410-22RA-EE-090 | Instrument block diagram PLC-0002 & UPS COFFRET -0002 IV |  | 0.78 | 3.12 | 1.82 | 7.28
AR 19/14 | R1914-DWG-IN-00-038 | 123-410-22RA-EE-091 | Instrument block diagram PLC-0002 & UPS COFFRET -0002 V |  | 0.78 | 3.12 | 1.82 | 7.28
AR 19/14 | R1914-DWG-IN-00-039 | 123-410-22RA-EE-092 | Instrument block diagram PLC-0002 & UPS COFFRET -0002 VI |  | 0.78 | 3.12 | 1.82 | 7.28
AR 19/14 | R1914-DWG-IN-00-040 | 123-410-22RA-EE-093 | Instrument block diagram PLC-0002 & UPS COFFRET -0002 VII |  | 0.78 | 3.12 | 1.82 | 7.28
AR 19/14 | R1914-DWG-IN-00-041 | 123-410-22RA-EE-094 | Instrument block diagram PLC-0002 & UPS COFFRET -0002 VIII |  | 0.78 | 3.12 | 1.82 | 7.28
AR 19/14 | R1914-DWG-IN-00-042 | 123-410-22RA-EE-095 | Instrument block diagram PLC-0002 & UPS COFFRET -0002 IX |  | 0.78 | 3.12 | 1.82 | 7.28
AR 19/14 | R1914-DWG-IN-00-043 | 123-410-22RA-EE-096 | Instrument block diagram PLC-0002 & UPS COFFRET -0002 X |  | 0.78 | 3.12 | 1.82 | 7.28
AR 19/14 | R1914-DWG-IN-00-047 | 123-410-22RA-EE-105 | Instrument block diagram PLC-0003 & UPS COFFRET -0001 I |  | 0.78 | 3.12 | 1.82 | 7.28
AR 19/14 | R1914-DWG-IN-00-048 | 123-410-22RA-EE-106 | Instrument block diagram PLC-0003 & UPS COFFRET -0001 II |  | 0.78 | 3.12 | 1.82 | 7.28
AR 19/14 | R1914-DWG-IN-00-004 | 123-410-22RA-EE-045 | INSTRUMENT INTERCONNECTION DIAGRAM PLC-0001 & UPS COFFRET -0003 -I |  | 15.6 | 37.05 | 36.4 | 86.45
AR 19/14 | R1914-DWG-IN-00-050 | 123-410-22RA-EE-108 | INSTRUMENT INTERCONNECTION DIAGRAM PLC-0001 & UPS COFFRET -0003- II |  | 3.9 | 5.85 | 9.1 | 13.65
AR 19/14 | R1914-DWG-IN-00-051 | 123-410-22RA-EE-109 | INSTRUMENT INTERCONNECTION DIAGRAM PLC-0001 & UPS COFFRET -0003- III |  | 0.78 | 1.17 | 1.82 | 2.73
AR 19/14 | R1914-DWG-IN-00-052 | 123-410-22RA-EE-110 | INSTRUMENT INTERCONNECTION DIAGRAM PLC-0001 & UPS COFFRET -0003- IV |  | 0.78 | 1.17 | 1.82 | 2.73
AR 19/14 | R1914-DWG-IN-00-053 | 123-410-22RA-EE-111 | INSTRUMENT INTERCONNECTION DIAGRAM PLC-0001 & UPS COFFRET -0003- V |  | 0.78 | 1.17 | 1.82 | 2.73
AR 19/14 | R1914-DWG-IN-00-054 | 123-410-22RA-EE-112 | INSTRUMENT INTERCONNECTION DIAGRAM PLC-0001 & UPS COFFRET -0003- VI |  | 0.78 | 1.17 | 1.82 | 2.73
AR 19/14 | R1914-DWG-IN-00-055 | 123-410-22RA-EE-113 | INSTRUMENT INTERCONNECTION DIAGRAM PLC-0001 & UPS COFFRET -0003-VII |  | 0.78 | 1.95 | 1.82 | 4.55
AR 19/14 | R1914-DWG-IN-00-056 | 123-410-22RA-EE-114 | INSTRUMENT INTERCONNECTION DIAGRAM PLC-0001 & UPS COFFRET -0003-VIII |  | 0.78 | 1.95 | 1.82 | 4.55
AR 19/14 | R1914-DWG-IN-00-088 | 123-410-22RA-EE-146 | INSTRUMENT INTERCONNECTION DIAGRAM PLC-0001 & UPS COFFRET -0003-IX |  | 3.12 | 3.9 | 7.28 | 9.1
AR 19/14 | R1914-DWG-IN-00-057 | 123-410-22RA-EE-115 | INSTRUMENT INTERCONNECTION DIAGRAM PLC-0002 & UPS COFFRET -0002-I |  | 0.78 | 1.95 | 1.82 | 4.55
AR 19/14 | R1914-DWG-IN-00-058 | 123-410-22RA-EE-116 | INSTRUMENT INTERCONNECTION DIAGRAM PLC-0002 & UPS COFFRET -0002-II |  | 0.78 | 1.17 | 1.82 | 2.73
AR 19/14 | R1914-DWG-IN-00-059 | 123-410-22RA-EE-117 | INSTRUMENT INTERCONNECTION DIAGRAM PLC-0002 & UPS COFFRET -0002-III |  | 0.78 | 1.17 | 1.82 | 2.73
AR 19/14 | R1914-DWG-IN-00-060 | 123-410-22RA-EE-118 | INSTRUMENT INTERCONNECTION DIAGRAM PLC-0002 & UPS COFFRET -0002-IV |  | 0.78 | 1.17 | 1.82 | 2.73
AR 19/14 | R1914-DWG-IN-00-061 | 123-410-22RA-EE-119 | INSTRUMENT INTERCONNECTION DIAGRAM PLC-0002 & UPS COFFRET -0002-V |  | 0.78 | 1.17 | 1.82 | 2.73
AR 19/14 | R1914-DWG-IN-00-062 | 123-410-22RA-EE-120 | INSTRUMENT INTERCONNECTION DIAGRAM PLC-0002 & UPS COFFRET -0002-VI |  | 0.78 | 1.17 | 1.82 | 2.73
AR 19/14 | R1914-DWG-IN-00-063 | 123-410-22RA-EE-121 | INSTRUMENT INTERCONNECTION DIAGRAM PLC-0002 & UPS COFFRET -0002-VII |  | 0.78 | 1.95 | 1.82 | 4.55
AR 19/14 | R1914-DWG-IN-00-064 | 123-410-22RA-EE-122 | INSTRUMENT INTERCONNECTION DIAGRAM PLC-0002 & UPS COFFRET -0002-VIII |  | 0.78 | 1.95 | 1.82 | 4.55
AR 19/14 | R1914-DWG-IN-00-065 | 123-410-22RA-EE-123 | INSTRUMENT INTERCONNECTION DIAGRAM PLC-0002 & UPS COFFRET -0002- IX |  | 0.78 | 1.95 | 1.82 | 4.55
AR 19/14 | R1914-DWG-IN-00-066 | 123-410-22RA-EE-124 | INSTRUMENT INTERCONNECTION DIAGRAM PLC-0002 & UPS COFFRET -0002-X |  | 0.78 | 1.95 | 1.82 | 4.55
AR 19/14 | R1914-DWG-IN-00-067 | 123-410-22RA-EE-125 | INSTRUMENT INTERCONNECTION DIAGRAM PLC-0002 & UPS COFFRET -0002-XI |  | 0.78 | 1.17 | 1.82 | 2.73
AR 19/14 | R1914-DWG-IN-00-068 | 123-410-22RA-EE-126 | INSTRUMENT INTERCONNECTION DIAGRAM PLC-0002 & UPS COFFRET -0002-XII |  | 0.78 | 1.17 | 1.82 | 2.73
AR 19/14 | R1914-DWG-IN-00-069 | 123-410-22RA-EE-127 | INSTRUMENT INTERCONNECTION DIAGRAM PLC-0002 & UPS COFFRET -0002-XIII |  | 0.78 | 1.17 | 1.82 | 2.73
AR 19/14 | R1914-DWG-IN-00-070 | 123-410-22RA-EE-128 | INSTRUMENT INTERCONNECTION DIAGRAM PLC-0002 & UPS COFFRET -0002-XIV |  | 0.78 | 1.17 | 1.82 | 2.73
AR 19/14 | R1914-DWG-IN-00-071 | 123-410-22RA-EE-129 | INSTRUMENT INTERCONNECTION DIAGRAM PLC-0002 & UPS COFFRET -0002-XV |  | 0.78 | 1.17 | 1.82 | 2.73
AR 19/14 | R1914-DWG-IN-00-072 | 123-410-22RA-EE-130 | INSTRUMENT INTERCONNECTION DIAGRAM PLC-0002 & UPS COFFRET -0002-XVI |  | 0.78 | 1.17 | 1.82 | 2.73
AR 19/14 | R1914-DWG-IN-00-073 | 123-410-22RA-EE-131 | INSTRUMENT INTERCONNECTION DIAGRAM PLC-0002 & UPS COFFRET -0002-XVII |  | 0.78 | 1.17 | 1.82 | 2.73
AR 19/14 | R1914-DWG-IN-00-074 | 123-410-22RA-EE-132 | INSTRUMENT INTERCONNECTION DIAGRAM PLC-0002 & UPS COFFRET -0002-XVIII |  | 0.78 | 1.17 | 1.82 | 2.73
AR 19/14 | R1914-DWG-IN-00-075 | 123-410-22RA-EE-133 | INSTRUMENT INTERCONNECTION DIAGRAM PLC-0002 & UPS COFFRET -0002-XIX |  | 0.78 | 1.17 | 1.82 | 2.73
AR 19/14 | R1914-DWG-IN-00-076 | 123-410-22RA-EE-134 | INSTRUMENT INTERCONNECTION DIAGRAM PLC-0002 & UPS COFFRET -0002-XX |  | 0.78 | 1.17 | 1.82 | 2.73
AR 19/14 | R1914-DWG-IN-00-077 | 123-410-22RA-EE-135 | INSTRUMENT INTERCONNECTION DIAGRAM PLC-0002 & UPS COFFRET -0002-XXI |  | 0.78 | 1.17 | 1.82 | 2.73
AR 19/14 | R1914-DWG-IN-00-078 | 123-410-22RA-EE-136 | INSTRUMENT INTERCONNECTION DIAGRAM PLC-0002 & UPS COFFRET -0002-XXII |  | 0.78 | 1.17 | 1.82 | 2.73
AR 19/14 | R1914-DWG-IN-00-079 | 123-410-22RA-EE-137 | INSTRUMENT INTERCONNECTION DIAGRAM PLC-0002 & UPS COFFRET -0002-XXIII |  | 0.78 | 1.17 | 1.82 | 2.73
AR 19/14 | R1914-DWG-IN-00-080 | 123-410-22RA-EE-138 | INSTRUMENT INTERCONNECTION DIAGRAM PLC-0002 & UPS COFFRET -0002-XXIV |  | 0.78 | 1.17 | 1.82 | 2.73
AR 19/14 | R1914-DWG-IN-00-081 | 123-410-22RA-EE-139 | INSTRUMENT INTERCONNECTION DIAGRAM PLC-0002 & UPS COFFRET -0002-XXV |  | 0.78 | 1.17 | 1.82 | 2.73
AR 19/14 | R1914-DWG-IN-00-082 | 123-410-22RA-EE-140 | INSTRUMENT INTERCONNECTION DIAGRAM PLC-0003 & UPS COFFRET -0001-I |  | 0.78 | 1.17 | 1.82 | 2.73
AR 19/14 | R1914-DWG-IN-00-083 | 123-410-22RA-EE-141 | INSTRUMENT INTERCONNECTION DIAGRAM PLC-0003 & UPS COFFRET -0001-II |  | 0.78 | 1.17 | 1.82 | 2.73
AR 19/14 | R1914-DWG-IN-00-084 | 123-410-22RA-EE-142 | INSTRUMENT INTERCONNECTION DIAGRAM PLC-0003 & UPS COFFRET -0001-III |  | 0.78 | 1.17 | 1.82 | 2.73
AR 19/14 | R1914-DWG-IN-00-085 | 123-410-22RA-EE-143 | INSTRUMENT INTERCONNECTION DIAGRAM PLC-0003 & UPS COFFRET -0001-IV |  | 0.78 | 1.17 | 1.82 | 2.73
AR 19/14 | R1914-DWG-IN-00-086 | 123-410-22RA-EE-144 | INSTRUMENT INTERCONNECTION DIAGRAM PLC-0003 & UPS COFFRET -0001-V |  | 0.78 | 1.17 | 1.82 | 2.73
AR 19/14 | R1914-DWG-IN-00-087 | 123-410-22RA-EE-145 | INSTRUMENT INTERCONNECTION DIAGRAM PLC-0003 & UPS COFFRET -0001-VI |  | 0.78 | 1.17 | 1.82 | 2.73
AR 19/14 | R1914-DWG-IN-00-091 | 123-410-22RA-EE-149 | INSTRUMENT LOOP DIAGRAM PLC-0001-I |  | 0.78 | 1.95 | 1.82 | 4.55
AR 19/14 | R1914-DWG-IN-00-092 | 123-410-22RA-EE-150 | INSTRUMENT LOOP DIAGRAM PLC-0001-II |  | 0.78 | 1.95 | 1.82 | 4.55
AR 19/14 | R1914-DWG-IN-00-093 | 123-410-22RA-EE-151 | INSTRUMENT LOOP DIAGRAM PLC-0001-III |  | 0.78 | 1.95 | 1.82 | 4.55
AR 19/14 | R1914-DWG-IN-00-094 | 123-410-22RA-EE-152 | INSTRUMENT LOOP DIAGRAM PLC-0001-IV |  | 0.78 | 1.95 | 1.82 | 4.55
AR 19/14 | R1914-DWG-IN-00-095 | 123-410-22RA-EE-153 | INSTRUMENT LOOP DIAGRAM PLC-0001-V |  | 0.78 | 1.95 | 1.82 | 4.55
AR 19/14 | R1914-DWG-IN-00-096 | 123-410-22RA-EE-154 | INSTRUMENT LOOP DIAGRAM PLC-0001-VI |  | 0.78 | 1.95 | 1.82 | 4.55
AR 19/14 | R1914-DWG-IN-00-097 | 123-410-22RA-EE-155 | INSTRUMENT LOOP DIAGRAM PLC-0001-VII |  | 0.78 | 1.95 | 1.82 | 4.55
AR 19/14 | R1914-DWG-IN-00-098 | 123-410-22RA-EE-156 | INSTRUMENT LOOP DIAGRAM PLC-0003-I |  | 0.78 | 1.95 | 1.82 | 4.55
AR 19/14 | R1914-DWG-IN-00-099 | 123-410-22RA-EE-157 | INSTRUMENT LOOP DIAGRAM PLC-0003-II |  | 0.78 | 1.95 | 1.82 | 4.55
AR 19/14 | R1914-DWG-IN-00-100 | 123-410-22RA-EE-158 | INSTRUMENT LOOP DIAGRAM PLC-0003-III |  | 0.78 | 1.95 | 1.82 | 4.55
AR 19/14 | R1914-DWG-IN-00-101 | 123-410-22RA-EE-159 | INSTRUMENT LOOP DIAGRAM PLC-0003-IV |  | 0.78 | 1.95 | 1.82 | 4.55
AR 19/14 | R1914-DWG-IN-00-102 | 123-410-22RA-EE-160 | INSTRUMENT LOOP DIAGRAM PLC-0003-V |  | 0.78 | 1.95 | 1.82 | 4.55
AR 19/14 | R1914-DWG-IN-00-089 | 123-410-22RA-EE-147 | INSTRUMENT LOOP DIAGRAM PLC-0002-I |  | 0.78 | 1.95 | 1.82 | 4.55
AR 19/14 | R1914-DWG-IN-00-090 | 123-410-22RA-EE-148 | INSTRUMENT LOOP DIAGRAM PLC-0002-II |  | 0.78 | 1.95 | 1.82 | 4.55
AR 19/14 | R1914-DWG-IN-00-103 | 123-410-22RA-EE-161 | INSTRUMENT LOOP DIAGRAM PLC-0002-III |  | 0.78 | 1.95 | 1.82 | 4.55
AR 19/14 | R1914-DWG-IN-00-104 | 123-410-22RA-EE-162 | INSTRUMENT LOOP DIAGRAM PLC-0002-IV |  | 0.78 | 1.95 | 1.82 | 4.55
AR 19/14 | R1914-DWG-IN-00-105 | 123-410-22RA-EE-163 | INSTRUMENT LOOP DIAGRAM PLC-0002-V |  | 0.78 | 1.95 | 1.82 | 4.55
AR 19/14 | R1914-DWG-IN-00-106 | 123-410-22RA-EE-164 | INSTRUMENT LOOP DIAGRAM PLC-0002-VI |  | 0.78 | 1.95 | 1.82 | 4.55
AR 19/14 | R1914-DWG-IN-00-107 | 123-410-22RA-EE-165 | INSTRUMENT LOOP DIAGRAM PLC-0002-VII |  | 0.78 | 1.95 | 1.82 | 4.55
AR 19/14 | R1914-DWG-IN-00-108 | 123-410-22RA-EE-166 | INSTRUMENT LOOP DIAGRAM PLC-0002-VIII |  | 0.78 | 1.95 | 1.82 | 4.55
AR 19/14 | R1914-DWG-IN-00-109 | 123-410-22RA-EE-167 | INSTRUMENT LOOP DIAGRAM PLC-0002-IX |  | 0.78 | 1.95 | 1.82 | 4.55
AR 19/14 | R1914-DWG-IN-00-110 | 123-410-22RA-EE-168 | INSTRUMENT LOOP DIAGRAM PLC-0002-X |  | 0.78 | 1.95 | 1.82 | 4.55
AR 19/14 | R1914-DWG-IN-00-111 | 123-410-22RA-EE-169 | INSTRUMENT LOOP DIAGRAM PLC-0002-XI |  | 0.78 | 1.95 | 1.82 | 4.55
AR 19/14 | R1914-DWG-IN-00-112 | 123-410-22RA-EE-170 | INSTRUMENT LOOP DIAGRAM PLC-0002-XII |  | 0.78 | 1.95 | 1.82 | 4.55
AR 19/14 | R1914-DWG-IN-00-113 | 123-410-22RA-EE-171 | INSTRUMENT LOOP DIAGRAM PLC-0002-XIII |  | 0.78 | 1.95 | 1.82 | 4.55
AR 19/14 | R1914-DWG-IN-00-114 | 123-410-22RA-EE-172 | INSTRUMENT LOOP DIAGRAM PLC-0002-XIV |  | 0.78 | 1.95 | 1.82 | 4.55
AR 19/14 | R1914-DWG-IN-00-115 | 123-410-22RA-EE-173 | INSTRUMENT LOOP DIAGRAM PLC-0002-XV |  | 0.78 | 1.95 | 1.82 | 4.55
AR 19/14 | R1914-DWG-IN-00-116 | 123-410-22RA-EE-174 | INSTRUMENT LOOP DIAGRAM PLC-0002-XVI |  | 0.78 | 1.95 | 1.82 | 4.55
AR 19/14 | R1914-DWG-IN-00-117 | 123-410-22RA-EE-175 | INSTRUMENT LOOP DIAGRAM PLC-0002-XVII |  | 0.78 | 1.95 | 1.82 | 4.55
AR 19/14 | R1914-DWG-IN-00-118 | 123-410-22RA-EE-176 | INSTRUMENT LOOP DIAGRAM PLC-0002-XVIII |  | 0.78 | 1.95 | 1.82 | 4.55
AR 19/14 | R1914-DWG-IN-00-122 | 123-410-22RA-EE-215 | INSTRUMENT LOOP DIAGRAM REFERENCE DRAWINGS |  | 2.34 | 0.78 | 5.46 | 1.82
AR 19/14 | R1914-DWG-IN-00-005 | 123-410-22RA-EE-046 | Level Instruments mounting and installation details I |  | 3.9 | 7.8 | 9.1 | 18.2
AR 19/14 | R1914-DWG-IN-00-015 | 123-410-22RA-EE-065 | Level Instruments mounting and installation details II |  | 3.9 | 7.8 | 9.1 | 18.2
AR 19/14 | R1914-DWG-IN-00-016 | 123-410-22RA-EE-066 | Level Instruments mounting and installation details III |  | 3.9 | 7.8 | 9.1 | 18.2
AR 19/14 | R1914-DWG-IN-00-017 | 123-410-22RA-EE-067 | Level Instruments mounting and installation details IV |  | 3.9 | 7.8 | 9.1 | 18.2
AR 19/14 | R1914-DWG-IN-00-006 | 123-410-22RA-EE-047 | Pressure Instruments mounting and installation details |  | 3.9 | 7.8 | 9.1 | 18.2
AR 19/14 | R1914-DWG-IN-00-008 | 123-410-22RA-EE-049 | Flowmeters mounting and installation details |  | 3.9 | 7.8 | 9.1 | 18.2
AR 19/14 | R1914-DWG-IN-00-009 | 123-410-22RA-EE-050 | Analyzers mounting and installation details |  | 3.9 | 7.8 | 9.1 | 18.2
AR 19/14 | R1914-DWG-IN-00-010 | 123-410-22RA-EE-051 | Junction Box mounting and installation details |  | 3.9 | 7.8 | 9.1 | 18.2
AR 19/14 | R1914-DWG-IN-00-012 | 123-410-22RA-EE-053 | JUNCTION BOX WIRING DIAGRAM I |  | 0.78 | 3.12 | 1.82 | 7.28
AR 19/14 | R1914-DWG-IN-00-018 | 123-410-22RA-EE-071 | JUNCTION BOX WIRING DIAGRAM II |  | 0.78 | 3.12 | 1.82 | 7.28
AR 19/14 | R1914-DWG-IN-00-019 | 123-410-22RA-EE-072 | JUNCTION BOX WIRING DIAGRAM III |  | 0.78 | 3.12 | 1.82 | 7.28
AR 19/14 | R1914-DWG-IN-00-020 | 123-410-22RA-EE-073 | JUNCTION BOX WIRING DIAGRAM IV |  | 0.78 | 3.12 | 1.82 | 7.28
AR 19/14 | R1914-DWG-IN-00-021 | 123-410-22RA-EE-074 | JUNCTION BOX WIRING DIAGRAM V |  | 0.78 | 3.12 | 1.82 | 7.28
AR 19/14 | R1914-DWG-IN-00-022 | 123-410-22RA-EE-075 | JUNCTION BOX WIRING DIAGRAM VI |  | 0.78 | 3.12 | 1.82 | 7.28
AR 19/14 | R1914-DWG-IN-00-023 | 123-410-22RA-EE-076 | JUNCTION BOX WIRING DIAGRAM VII |  | 0.78 | 3.12 | 1.82 | 7.28
AR 19/14 | R1914-DWG-IN-00-024 | 123-410-22RA-EE-077 | JUNCTION BOX WIRING DIAGRAM VIII |  | 0.78 | 3.12 | 1.82 | 7.28
AR 19/14 | R1914-DWG-IN-00-025 | 123-410-22RA-EE-078 | JUNCTION BOX WIRING DIAGRAM IX |  | 0.78 | 3.12 | 1.82 | 7.28
AR 19/14 | R1914-DWG-IN-00-026 | 123-410-22RA-EE-079 | JUNCTION BOX WIRING DIAGRAM X |  | 0.78 | 3.12 | 1.82 | 7.28
AR 19/14 | R1914-DWG-IN-00-027 | 123-410-22RA-EE-080 | JUNCTION BOX WIRING DIAGRAM XI |  | 0.78 | 3.12 | 1.82 | 7.28
AR 19/14 | R1914-DWG-IN-00-028 | 123-410-22RA-EE-081 | JUNCTION BOX WIRING DIAGRAM XII |  | 0.78 | 3.12 | 1.82 | 7.28
AR 19/14 | R1914-DWG-IN-00-029 | 123-410-22RA-EE-082 | JUNCTION BOX WIRING DIAGRAM XIII |  | 0.78 | 3.12 | 1.82 | 7.28
AR 19/14 | R1914-DWG-IN-00-126 | 123-410-22RA-EE-219 | VALVE CHAMBRE VC-11 & SANITARY WATER PUMPING STATION SECONDARY CABLE ROUTING |  | 0 | 0 | 0 | 0
AR 19/14 | R1914-DWG-IN-00-127 | 123-410-22RA-EE-222 | SERVICE WATER SKID SK-1600 & POTABLE WATER SKID SK-1700 SECONDARY CABLE ROUTING |  | 0 | 0 | 0 | 0
AR 19/14 | R1914-DWG-IN-00-123 | 123-410-22RA-EE-216 | TYPICAL DRAWINGS DETAIL FOR GROUNDING INSTRUMENTS CONNECTION I |  | 0 | 0 | 0 | 0
AR 19/14 | R1914-DWG-IN-00-124 | 123-410-22RA-EE-217 | TYPICAL DRAWINGS DETAIL FOR GROUNDING INSTRUMENTS CONNECTION II |  | 0 | 0 | 0 | 0
AR 19/14 | R1914-DWG-IN-00-125 | 123-410-22RA-EE-218 | TYPICAL DRAWINGS DETAIL FOR GROUNDING INSTRUMENTS CONNECTION III |  | 0 | 0 | 0 | 0
AR 19/14 | R1914-DWG-IN-00-014 | 123-410-22RA-EE-055 | Chemical Building Control Room Arrangement Layout |  | 1.95 | 7.8 | 4.55 | 18.2